## ALL_CLASSES
| class | name | class_type | unit | mandatory | max_chars | profiles | descriptions | comment
0 | IdentifiedObject | rdfid | str |  | FALSE | 65536 | TP_BD, DL, SSH, EQ, DY, TP, EQ_BD, GL, SV | Master resource identifier issued by a model authority. The mRID is globally unique within an exchange context. Global uniqueness is easily achieved by using a UUID, as specified in RFC 4122, for the mRID. The use of UUID is strongly recommended.
1 | IdentifiedObject | name | str |  | FALSE | 65536 | TP_BD, DL, SSH, EQ, DY, TP, EQ_BD, GL, SV | The name is any free human readable and possibly non unique text naming the object.
2 | IdentifiedObject | shortName | str |  | FALSE | 12 | TP_BD, EQ, TP, EQ_BD | The attribute is used for an exchange of a human readable short name with length of the string 12 characters maximum.
3 | IdentifiedObject | description | str |  | FALSE | 65536 | TP_BD, EQ, DY, TP, EQ_BD | The attribute is used for an exchange of the EIC code (Energy identification Code). The length of the string is 16 characters as defined by the EIC code.
4 | IdentifiedObject | energyIdentCodeEic | str |  | FALSE | 16 | TP_BD, EQ, TP, EQ_BD | The attribute is used for an exchange of the EIC code (Energy identification Code). The length of the string is 16 characters as defined by the EIC code.
5 | IdentifiedObject | aggregate | bool |  | FALSE | 65536 | TP_BD, DL, SSH, EQ, DY, TP, EQ_BD, GL, SV | Aggregate identifier
0 | Terminal | rdfid | str |  | FALSE | 65536 | TP_BD, DL, SSH, EQ, DY, TP, EQ_BD, GL, SV | Master resource identifier issued by a model authority. The mRID is globally unique within an exchange context. Global uniqueness is easily achieved by using a UUID, as specified in RFC 4122, for the mRID. The use of UUID is strongly recommended.
1 | Terminal | name | str |  | FALSE | 65536 | TP_BD, DL, SSH, EQ, DY, TP, EQ_BD, GL, SV | The name is any free human readable and possibly non unique text naming the object.
2 | Terminal | shortName | str |  | FALSE | 12 | TP_BD, EQ, TP, EQ_BD | The attribute is used for an exchange of a human readable short name with length of the string 12 characters maximum.
3 | Terminal | description | str |  | FALSE | 65536 | TP_BD, EQ, DY, TP, EQ_BD | The attribute is used for an exchange of the EIC code (Energy identification Code). The length of the string is 16 characters as defined by the EIC code.
4 | Terminal | energyIdentCodeEic | str |  | FALSE | 16 | TP_BD, EQ, TP, EQ_BD | The attribute is used for an exchange of the EIC code (Energy identification Code). The length of the string is 16 characters as defined by the EIC code.
5 | Terminal | aggregate | bool |  | FALSE | 65536 | TP_BD, DL, SSH, EQ, DY, TP, EQ_BD, GL, SV | Aggregate identifier
6 | Terminal | connected | bool |  | FALSE | 65536 | SSH
7 | Terminal | BusNameMarker | BusNameMarker |  | FALSE | 65536 | EQ |  | No explanation given by the standard
8 | Terminal | sequenceNumber | int |  | FALSE | 65536 | EQ | The orientation of the terminal connections for a multiple terminal conducting equipment. The sequence numbering starts with 1 and additional terminals should follow in increasing order. The first terminal is the 'starting point' for a two terminal branch.
9 | Terminal | OperationalLimitSet | OperationalLimitSet |  | FALSE | 65536 | EQ | OperationalLimitSet
10 | Terminal | phases | enum PhaseCode |  | FALSE | 65536 | EQ | Represents the normal network phasing condition. If the attribute is missing three phases (ABC or ABCN) shall be assumed. Primarily used for the PetersonCoil model.
11 | Terminal | TopologicalNode | TopologicalNode |  | FALSE | 65536 | TP |  | Out of the standard. Should use ConductingEquipment instead
12 | Terminal | ConnectivityNode | ConnectivityNode |  | TRUE | 65536 | EQ |  | Terminals interconnected with zero impedance at a this connectivity node.
13 | Terminal | ConductingEquipment | IdentifiedObject |  | TRUE | 65536 | EQ, DY, EQ_BD | The conducting equipment of the terminal. Conducting equipment have terminals that may be connected to other conducting equipment terminals via connectivity nodes or topological nodes.
0 | BaseVoltage | rdfid | str |  | FALSE | 65536 | TP_BD, DL, SSH, EQ, DY, TP, EQ_BD, GL, SV | Master resource identifier issued by a model authority. The mRID is globally unique within an exchange context. Global uniqueness is easily achieved by using a UUID, as specified in RFC 4122, for the mRID. The use of UUID is strongly recommended.
1 | BaseVoltage | name | str |  | FALSE | 65536 | TP_BD, DL, SSH, EQ, DY, TP, EQ_BD, GL, SV | The name is any free human readable and possibly non unique text naming the object.
2 | BaseVoltage | shortName | str |  | FALSE | 12 | TP_BD, EQ, TP, EQ_BD | The attribute is used for an exchange of a human readable short name with length of the string 12 characters maximum.
3 | BaseVoltage | description | str |  | FALSE | 65536 | TP_BD, EQ, DY, TP, EQ_BD | The attribute is used for an exchange of the EIC code (Energy identification Code). The length of the string is 16 characters as defined by the EIC code.
4 | BaseVoltage | energyIdentCodeEic | str |  | FALSE | 16 | TP_BD, EQ, TP, EQ_BD | The attribute is used for an exchange of the EIC code (Energy identification Code). The length of the string is 16 characters as defined by the EIC code.
5 | BaseVoltage | aggregate | bool |  | FALSE | 65536 | TP_BD, DL, SSH, EQ, DY, TP, EQ_BD, GL, SV | Aggregate identifier
6 | BaseVoltage | nominalVoltage | float | kV | FALSE | 65536 | EQ, EQ_BD | The power system resource's base voltage.
0 | TopologicalNode | rdfid | str |  | FALSE | 65536 | TP_BD, DL, SSH, EQ, DY, TP, EQ_BD, GL, SV | Master resource identifier issued by a model authority. The mRID is globally unique within an exchange context. Global uniqueness is easily achieved by using a UUID, as specified in RFC 4122, for the mRID. The use of UUID is strongly recommended.
1 | TopologicalNode | name | str |  | FALSE | 65536 | TP_BD, DL, SSH, EQ, DY, TP, EQ_BD, GL, SV | The name is any free human readable and possibly non unique text naming the object.
2 | TopologicalNode | shortName | str |  | FALSE | 12 | TP_BD, EQ, TP, EQ_BD | The attribute is used for an exchange of a human readable short name with length of the string 12 characters maximum.
3 | TopologicalNode | description | str |  | FALSE | 65536 | TP_BD, EQ, DY, TP, EQ_BD | The attribute is used for an exchange of the EIC code (Energy identification Code). The length of the string is 16 characters as defined by the EIC code.
4 | TopologicalNode | energyIdentCodeEic | str |  | FALSE | 16 | TP_BD, EQ, TP, EQ_BD | The attribute is used for an exchange of the EIC code (Energy identification Code). The length of the string is 16 characters as defined by the EIC code.
5 | TopologicalNode | aggregate | bool |  | FALSE | 65536 | TP_BD, DL, SSH, EQ, DY, TP, EQ_BD, GL, SV | Aggregate identifier
6 | TopologicalNode | boundaryPoint | bool |  | FALSE | 65536 | TP_BD | Identifies if a node is a BoundaryPoint. If boundaryPoint=true the ConnectivityNode or the TopologicalNode represents a BoundaryPoint
7 | TopologicalNode | fromEndIsoCode | str |  | FALSE | 2 | TP_BD | The attribute is used for an exchange of the ISO code of the region to which the 'From' side of the Boundary point belongs to or it is connected to. The ISO code is two characters country code as defined by ISO 3166 (http://www.iso.org/iso/country_codes). The length of the string is 2 characters maximum. The attribute is a required for the Boundary Model Authority Set where this attribute is used only for the TopologicalNode in the Boundary Topology profile and ConnectivityNode in the Boundary Equipment profile.
8 | TopologicalNode | fromEndName | str |  | FALSE | 32 | TP_BD | The attribute is used for an exchange of a human readable name with length of the string 32 characters maximum. The attribute covers two cases: if the Boundary point is placed on a tie-line the attribute is used for exchange of the geographical name of the substation to which the From side of the tie-line is connected to. if the Boundary point is placed in a substation the attribute is used for exchange of the name of the element (e.g. PowerTransformer, ACLineSegment, Switch, etc) to which the From side of the Boundary point is connected to. The attribute is required for the Boundary Model Authority Set where it is used only for the TopologicalNode in the Boundary Topology profile and ConnectivityNode in the Boundary Equipment profile.
9 | TopologicalNode | fromEndNameTso | str |  | FALSE | 32 | TP_BD | The attribute is used for an exchange of the name of the TSO to which the “From” side of the Boundary point belongs to or it is connected to. The length of the string is 32 characters maximum. The attribute is required for the Boundary Model Authority Set where it is used only for the TopologicalNode in the Boundary Topology profile and ConnectivityNode in the Boundary Equipment profile.
10 | TopologicalNode | toEndIsoCode | str |  | FALSE | 2 | TP_BD | The attribute is used for an exchange of the ISO code of the region to which the “To” side of the Boundary point belongs to or it is connected to. The ISO code is two characters country code as defined by ISO 3166 (http://www.iso.org/iso/country_codes). The length of the string is 2 characters maximum. The attribute is a required for the Boundary Model Authority Set where this attribute is used only for the TopologicalNode in the Boundary Topology profile and ConnectivityNode in the Boundary Equipment profile.
11 | TopologicalNode | toEndName | str |  | FALSE | 32 | TP_BD | The attribute is used for an exchange of a human readable name with length of the string 32 characters maximum. The attribute covers two cases: if the Boundary point is placed on a tie-line the attribute is used for exchange of the geographical name of the substation to which the “To” side of the tie-line is connected to. if the Boundary point is placed in a substation the attribute is used for exchange of the name of the element (e.g. PowerTransformer, ACLineSegment, Switch, etc) to which the “To” side of the Boundary point is connected to. The attribute is required for the Boundary Model Authority Set where it is used only for the TopologicalNode in the Boundary Topology profile and ConnectivityNode in the Boundary Equipment profile.
12 | TopologicalNode | toEndNameTso | str |  | FALSE | 32 | TP_BD | The attribute is used for an exchange of the name of the TSO to which the “To” side of the Boundary point belongs to or it is connected to. The length of the string is 32 characters maximum. The attribute is required for the Boundary Model Authority Set where it is used only for the TopologicalNode in the Boundary Topology profile and ConnectivityNode in the Boundary Equipment profile.
13 | TopologicalNode | ResourceOwner | str |  | FALSE | 65536 | TP_BD | ResourceOwner
14 | TopologicalNode | BaseVoltage | BaseVoltage |  | TRUE | 65536 | TP_BD, TP | The base voltage of the topological node.
15 | TopologicalNode | ConnectivityNodeContainer | ConnectivityNodeContainer |  | FALSE | 65536 | TP_BD, TP | Container of this connectivity node
0 | BusbarSection | rdfid | str |  | FALSE | 65536 | TP_BD, DL, SSH, EQ, DY, TP, EQ_BD, GL, SV | Master resource identifier issued by a model authority. The mRID is globally unique within an exchange context. Global uniqueness is easily achieved by using a UUID, as specified in RFC 4122, for the mRID. The use of UUID is strongly recommended.
1 | BusbarSection | name | str |  | FALSE | 65536 | TP_BD, DL, SSH, EQ, DY, TP, EQ_BD, GL, SV | The name is any free human readable and possibly non unique text naming the object.
2 | BusbarSection | shortName | str |  | FALSE | 12 | TP_BD, EQ, TP, EQ_BD | The attribute is used for an exchange of a human readable short name with length of the string 12 characters maximum.
3 | BusbarSection | description | str |  | FALSE | 65536 | TP_BD, EQ, DY, TP, EQ_BD | The attribute is used for an exchange of the EIC code (Energy identification Code). The length of the string is 16 characters as defined by the EIC code.
4 | BusbarSection | energyIdentCodeEic | str |  | FALSE | 16 | TP_BD, EQ, TP, EQ_BD | The attribute is used for an exchange of the EIC code (Energy identification Code). The length of the string is 16 characters as defined by the EIC code.
5 | BusbarSection | aggregate | bool |  | FALSE | 65536 | TP_BD, DL, SSH, EQ, DY, TP, EQ_BD, GL, SV | Aggregate identifier
6 | BusbarSection | ipMax | float | A | FALSE | 65536 | EQ | Maximum allowable peak short-circuit current of busbar (Ipmax in the IEC 60909-0). Mechanical limit of the busbar in the substation itself. Used for short circuit data exchange according to IEC 60909
7 | BusbarSection | EquipmentContainer | IdentifiedObject |  | FALSE | 65536 | EQ
8 | BusbarSection | BaseVoltage | BaseVoltage |  | FALSE | 65536 | EQ
0 | Connector | rdfid | str |  | FALSE | 65536 | TP_BD, DL, SSH, EQ, DY, TP, EQ_BD, GL, SV | Master resource identifier issued by a model authority. The mRID is globally unique within an exchange context. Global uniqueness is easily achieved by using a UUID, as specified in RFC 4122, for the mRID. The use of UUID is strongly recommended.
1 | Connector | name | str |  | FALSE | 65536 | TP_BD, DL, SSH, EQ, DY, TP, EQ_BD, GL, SV | The name is any free human readable and possibly non unique text naming the object.
2 | Connector | shortName | str |  | FALSE | 12 | TP_BD, EQ, TP, EQ_BD | The attribute is used for an exchange of a human readable short name with length of the string 12 characters maximum.
3 | Connector | description | str |  | FALSE | 65536 | TP_BD, EQ, DY, TP, EQ_BD | The attribute is used for an exchange of the EIC code (Energy identification Code). The length of the string is 16 characters as defined by the EIC code.
4 | Connector | energyIdentCodeEic | str |  | FALSE | 16 | TP_BD, EQ, TP, EQ_BD | The attribute is used for an exchange of the EIC code (Energy identification Code). The length of the string is 16 characters as defined by the EIC code.
5 | Connector | aggregate | bool |  | FALSE | 65536 | EQ | aggregate
6 | Connector | EquipmentContainer | EquipmentContainer |  | FALSE | 65536 | EQ, EQ_BD | EquipmentContainer
7 | Connector | OperationalLimitSet | OperationalLimitSet |  | FALSE | 65536 | EQ | OperationalLimitSet
8 | Connector | BaseVoltage | BaseVoltage |  | FALSE | 65536 | EQ | BaseVoltage
0 | Junction | rdfid | str |  | FALSE | 65536 | TP_BD, DL, SSH, EQ, DY, TP, EQ_BD, GL, SV | Master resource identifier issued by a model authority. The mRID is globally unique within an exchange context. Global uniqueness is easily achieved by using a UUID, as specified in RFC 4122, for the mRID. The use of UUID is strongly recommended.
1 | Junction | name | str |  | FALSE | 65536 | TP_BD, DL, SSH, EQ, DY, TP, EQ_BD, GL, SV | The name is any free human readable and possibly non unique text naming the object.
2 | Junction | shortName | str |  | FALSE | 12 | TP_BD, EQ, TP, EQ_BD | The attribute is used for an exchange of a human readable short name with length of the string 12 characters maximum.
3 | Junction | description | str |  | FALSE | 65536 | TP_BD, EQ, DY, TP, EQ_BD | The attribute is used for an exchange of the EIC code (Energy identification Code). The length of the string is 16 characters as defined by the EIC code.
4 | Junction | energyIdentCodeEic | str |  | FALSE | 16 | TP_BD, EQ, TP, EQ_BD | The attribute is used for an exchange of the EIC code (Energy identification Code). The length of the string is 16 characters as defined by the EIC code.
5 | Junction | aggregate | bool |  | FALSE | 65536 | EQ | aggregate
6 | Junction | EquipmentContainer | EquipmentContainer |  | FALSE | 65536 | EQ, EQ_BD | EquipmentContainer
7 | Junction | OperationalLimitSet | OperationalLimitSet |  | FALSE | 65536 | EQ | OperationalLimitSet
8 | Junction | BaseVoltage | BaseVoltage |  | FALSE | 65536 | EQ | BaseVoltage
0 | BusNameMarker | rdfid | str |  | FALSE | 65536 | TP_BD, DL, SSH, EQ, DY, TP, EQ_BD, GL, SV | Master resource identifier issued by a model authority. The mRID is globally unique within an exchange context. Global uniqueness is easily achieved by using a UUID, as specified in RFC 4122, for the mRID. The use of UUID is strongly recommended.
1 | BusNameMarker | name | str |  | FALSE | 65536 | TP_BD, DL, SSH, EQ, DY, TP, EQ_BD, GL, SV | The name is any free human readable and possibly non unique text naming the object.
2 | BusNameMarker | shortName | str |  | FALSE | 12 | TP_BD, EQ, TP, EQ_BD | The attribute is used for an exchange of a human readable short name with length of the string 12 characters maximum.
3 | BusNameMarker | description | str |  | FALSE | 65536 | TP_BD, EQ, DY, TP, EQ_BD | The attribute is used for an exchange of the EIC code (Energy identification Code). The length of the string is 16 characters as defined by the EIC code.
4 | BusNameMarker | energyIdentCodeEic | str |  | FALSE | 16 | TP_BD, EQ, TP, EQ_BD | The attribute is used for an exchange of the EIC code (Energy identification Code). The length of the string is 16 characters as defined by the EIC code.
5 | BusNameMarker | aggregate | bool |  | FALSE | 65536 | TP_BD, DL, SSH, EQ, DY, TP, EQ_BD, GL, SV | Aggregate identifier
6 | BusNameMarker | priority | int |  | FALSE | 65536 | EQ | Priority of bus name marker for use as topology bus name. Use 0 for don t care. Use 1 for highest priority. Use 2 as priority is less than 1 and so on.
0 | Substation | rdfid | str |  | FALSE | 65536 | TP_BD, DL, SSH, EQ, DY, TP, EQ_BD, GL, SV | Master resource identifier issued by a model authority. The mRID is globally unique within an exchange context. Global uniqueness is easily achieved by using a UUID, as specified in RFC 4122, for the mRID. The use of UUID is strongly recommended.
1 | Substation | name | str |  | FALSE | 65536 | TP_BD, DL, SSH, EQ, DY, TP, EQ_BD, GL, SV | The name is any free human readable and possibly non unique text naming the object.
2 | Substation | shortName | str |  | FALSE | 12 | TP_BD, EQ, TP, EQ_BD | The attribute is used for an exchange of a human readable short name with length of the string 12 characters maximum.
3 | Substation | description | str |  | FALSE | 65536 | TP_BD, EQ, DY, TP, EQ_BD | The attribute is used for an exchange of the EIC code (Energy identification Code). The length of the string is 16 characters as defined by the EIC code.
4 | Substation | energyIdentCodeEic | str |  | FALSE | 16 | TP_BD, EQ, TP, EQ_BD | The attribute is used for an exchange of the EIC code (Energy identification Code). The length of the string is 16 characters as defined by the EIC code.
5 | Substation | aggregate | bool |  | FALSE | 65536 | TP_BD, DL, SSH, EQ, DY, TP, EQ_BD, GL, SV | Aggregate identifier
6 | Substation | Region | SubGeographicalRegion |  | FALSE | 65536 | EQ | The SubGeographicalRegion containing the substation.
0 | ConnectivityNode | rdfid | str |  | FALSE | 65536 | TP_BD, DL, SSH, EQ, DY, TP, EQ_BD, GL, SV | Master resource identifier issued by a model authority. The mRID is globally unique within an exchange context. Global uniqueness is easily achieved by using a UUID, as specified in RFC 4122, for the mRID. The use of UUID is strongly recommended.
1 | ConnectivityNode | name | str |  | FALSE | 65536 | TP_BD, DL, SSH, EQ, DY, TP, EQ_BD, GL, SV | The name is any free human readable and possibly non unique text naming the object.
2 | ConnectivityNode | shortName | str |  | FALSE | 12 | TP_BD, EQ, TP, EQ_BD | The attribute is used for an exchange of a human readable short name with length of the string 12 characters maximum.
3 | ConnectivityNode | description | str |  | FALSE | 65536 | TP_BD, EQ, DY, TP, EQ_BD | The attribute is used for an exchange of the EIC code (Energy identification Code). The length of the string is 16 characters as defined by the EIC code.
4 | ConnectivityNode | energyIdentCodeEic | str |  | FALSE | 16 | TP_BD, EQ, TP, EQ_BD | The attribute is used for an exchange of the EIC code (Energy identification Code). The length of the string is 16 characters as defined by the EIC code.
5 | ConnectivityNode | aggregate | bool |  | FALSE | 65536 | TP_BD, DL, SSH, EQ, DY, TP, EQ_BD, GL, SV | Aggregate identifier
6 | ConnectivityNode | boundaryPoint | bool |  | TRUE | 65536 | EQ_BD | Identifies if a node is a BoundaryPoint. If boundaryPoint=true the ConnectivityNode or the TopologicalNode represents a BoundaryPoint
7 | ConnectivityNode | fromEndIsoCode | str |  | TRUE | 2 | EQ_BD | The attribute is used for an exchange of the ISO code of the region to which the 'From' side of the Boundary point belongs to or it is connected to. The ISO code is two characters country code as defined by ISO 3166 (http://www.iso.org/iso/country_codes). The length of the string is 2 characters maximum. The attribute is a required for the Boundary Model Authority Set where this attribute is used only for the TopologicalNode in the Boundary Topology profile and ConnectivityNode in the Boundary Equipment profile.
8 | ConnectivityNode | fromEndName | str |  | TRUE | 32 | EQ_BD | The attribute is used for an exchange of a human readable name with length of the string 32 characters maximum. The attribute covers two cases: if the Boundary point is placed on a tie-line the attribute is used for exchange of the geographical name of the substation to which the From side of the tie-line is connected to. if the Boundary point is placed in a substation the attribute is used for exchange of the name of the element (e.g. PowerTransformer, ACLineSegment, Switch, etc) to which the From side of the Boundary point is connected to. The attribute is required for the Boundary Model Authority Set where it is used only for the TopologicalNode in the Boundary Topology profile and ConnectivityNode in the Boundary Equipment profile.
9 | ConnectivityNode | fromEndNameTso | str |  | TRUE | 32 | EQ_BD | The attribute is used for an exchange of the name of the TSO to which the “From” side of the Boundary point belongs to or it is connected to. The length of the string is 32 characters maximum. The attribute is required for the Boundary Model Authority Set where it is used only for the TopologicalNode in the Boundary Topology profile and ConnectivityNode in the Boundary Equipment profile.
10 | ConnectivityNode | toEndIsoCode | str |  | TRUE | 2 | EQ_BD | The attribute is used for an exchange of the ISO code of the region to which the “To” side of the Boundary point belongs to or it is connected to. The ISO code is two characters country code as defined by ISO 3166 (http://www.iso.org/iso/country_codes). The length of the string is 2 characters maximum. The attribute is a required for the Boundary Model Authority Set where this attribute is used only for the TopologicalNode in the Boundary Topology profile and ConnectivityNode in the Boundary Equipment profile.
11 | ConnectivityNode | toEndName | str |  | TRUE | 32 | EQ_BD | The attribute is used for an exchange of a human readable name with length of the string 32 characters maximum. The attribute covers two cases: if the Boundary point is placed on a tie-line the attribute is used for exchange of the geographical name of the substation to which the “To” side of the tie-line is connected to. if the Boundary point is placed in a substation the attribute is used for exchange of the name of the element (e.g. PowerTransformer, ACLineSegment, Switch, etc) to which the “To” side of the Boundary point is connected to. The attribute is required for the Boundary Model Authority Set where it is used only for the TopologicalNode in the Boundary Topology profile and ConnectivityNode in the Boundary Equipment profile.
12 | ConnectivityNode | toEndNameTso | str |  | TRUE | 32 | EQ_BD | The attribute is used for an exchange of the name of the TSO to which the “To” side of the Boundary point belongs to or it is connected to. The length of the string is 32 characters maximum. The attribute is required for the Boundary Model Authority Set where it is used only for the TopologicalNode in the Boundary Topology profile and ConnectivityNode in the Boundary Equipment profile.
13 | ConnectivityNode | TopologicalNode | TopologicalNode |  | FALSE | 65536 | TP_BD, TP |  | Out of the standard
14 | ConnectivityNode | ConnectivityNodeContainer | ConnectivityNodeContainer |  | FALSE | 65536 | EQ, EQ_BD | Container of this connectivity node
0 | OperationalLimitSet | rdfid | str |  | FALSE | 65536 | TP_BD, DL, SSH, EQ, DY, TP, EQ_BD, GL, SV | Master resource identifier issued by a model authority. The mRID is globally unique within an exchange context. Global uniqueness is easily achieved by using a UUID, as specified in RFC 4122, for the mRID. The use of UUID is strongly recommended.
1 | OperationalLimitSet | name | str |  | FALSE | 65536 | TP_BD, DL, SSH, EQ, DY, TP, EQ_BD, GL, SV | The name is any free human readable and possibly non unique text naming the object.
2 | OperationalLimitSet | shortName | str |  | FALSE | 12 | TP_BD, EQ, TP, EQ_BD | The attribute is used for an exchange of a human readable short name with length of the string 12 characters maximum.
3 | OperationalLimitSet | description | str |  | FALSE | 65536 | TP_BD, EQ, DY, TP, EQ_BD | The attribute is used for an exchange of the EIC code (Energy identification Code). The length of the string is 16 characters as defined by the EIC code.
4 | OperationalLimitSet | energyIdentCodeEic | str |  | FALSE | 16 | TP_BD, EQ, TP, EQ_BD | The attribute is used for an exchange of the EIC code (Energy identification Code). The length of the string is 16 characters as defined by the EIC code.
5 | OperationalLimitSet | aggregate | bool |  | FALSE | 65536 | TP_BD, DL, SSH, EQ, DY, TP, EQ_BD, GL, SV | Aggregate identifier
6 | OperationalLimitSet | Terminal | Terminal |  | FALSE | 65536 | EQ
7 | OperationalLimitSet | Equipment | IdentifiedObject |  | FALSE | 65536 | EQ | The equipment to which the limit set applies.
0 | OperationalLimitType | rdfid | str |  | FALSE | 65536 | TP_BD, DL, SSH, EQ, DY, TP, EQ_BD, GL, SV | Master resource identifier issued by a model authority. The mRID is globally unique within an exchange context. Global uniqueness is easily achieved by using a UUID, as specified in RFC 4122, for the mRID. The use of UUID is strongly recommended.
1 | OperationalLimitType | name | str |  | FALSE | 65536 | TP_BD, DL, SSH, EQ, DY, TP, EQ_BD, GL, SV | The name is any free human readable and possibly non unique text naming the object.
2 | OperationalLimitType | shortName | str |  | FALSE | 12 | TP_BD, EQ, TP, EQ_BD | The attribute is used for an exchange of a human readable short name with length of the string 12 characters maximum.
3 | OperationalLimitType | description | str |  | FALSE | 65536 | TP_BD, EQ, DY, TP, EQ_BD | The attribute is used for an exchange of the EIC code (Energy identification Code). The length of the string is 16 characters as defined by the EIC code.
4 | OperationalLimitType | energyIdentCodeEic | str |  | FALSE | 16 | TP_BD, EQ, TP, EQ_BD | The attribute is used for an exchange of the EIC code (Energy identification Code). The length of the string is 16 characters as defined by the EIC code.
5 | OperationalLimitType | aggregate | bool |  | FALSE | 65536 | TP_BD, DL, SSH, EQ, DY, TP, EQ_BD, GL, SV | Aggregate identifier
6 | OperationalLimitType | limitType | enum LimitTypeKind |  | FALSE | 65536 | EQ | Types of limits defined in the ENTSO-E Operational Handbook Policy 3.
7 | OperationalLimitType | direction | enum OperationalLimitDirectionKind |  | FALSE | 65536 | EQ | The direction of the limit.
8 | OperationalLimitType | acceptableDuration | float | s | FALSE | 65536 | EQ | The nominal acceptable duration of the limit. Limits are commonly expressed in terms of the a time limit for which the limit is normally acceptable. The actual acceptable duration of a specific limit may depend on other local factors such as temperature or wind speed.
0 | GeographicalRegion | rdfid | str |  | FALSE | 65536 | TP_BD, DL, SSH, EQ, DY, TP, EQ_BD, GL, SV | Master resource identifier issued by a model authority. The mRID is globally unique within an exchange context. Global uniqueness is easily achieved by using a UUID, as specified in RFC 4122, for the mRID. The use of UUID is strongly recommended.
1 | GeographicalRegion | name | str |  | FALSE | 65536 | TP_BD, DL, SSH, EQ, DY, TP, EQ_BD, GL, SV | The name is any free human readable and possibly non unique text naming the object.
2 | GeographicalRegion | shortName | str |  | FALSE | 12 | TP_BD, EQ, TP, EQ_BD | The attribute is used for an exchange of a human readable short name with length of the string 12 characters maximum.
3 | GeographicalRegion | description | str |  | FALSE | 65536 | TP_BD, EQ, DY, TP, EQ_BD | The attribute is used for an exchange of the EIC code (Energy identification Code). The length of the string is 16 characters as defined by the EIC code.
4 | GeographicalRegion | energyIdentCodeEic | str |  | FALSE | 16 | TP_BD, EQ, TP, EQ_BD | The attribute is used for an exchange of the EIC code (Energy identification Code). The length of the string is 16 characters as defined by the EIC code.
5 | GeographicalRegion | aggregate | bool |  | FALSE | 65536 | TP_BD, DL, SSH, EQ, DY, TP, EQ_BD, GL, SV | Aggregate identifier
6 | GeographicalRegion | ModelingAuthority | ModelingAuthority |  | FALSE | 65536 | EQ
7 | GeographicalRegion | sourcingActor | str |  | FALSE | 65536 | EQ
8 | GeographicalRegion | masUri | str |  | FALSE | 65536 | EQ
0 | SubGeographicalRegion | rdfid | str |  | FALSE | 65536 | TP_BD, DL, SSH, EQ, DY, TP, EQ_BD, GL, SV | Master resource identifier issued by a model authority. The mRID is globally unique within an exchange context. Global uniqueness is easily achieved by using a UUID, as specified in RFC 4122, for the mRID. The use of UUID is strongly recommended.
1 | SubGeographicalRegion | name | str |  | FALSE | 65536 | TP_BD, DL, SSH, EQ, DY, TP, EQ_BD, GL, SV | The name is any free human readable and possibly non unique text naming the object.
2 | SubGeographicalRegion | shortName | str |  | FALSE | 12 | TP_BD, EQ, TP, EQ_BD | The attribute is used for an exchange of a human readable short name with length of the string 12 characters maximum.
3 | SubGeographicalRegion | description | str |  | FALSE | 65536 | TP_BD, EQ, DY, TP, EQ_BD | The attribute is used for an exchange of the EIC code (Energy identification Code). The length of the string is 16 characters as defined by the EIC code.
4 | SubGeographicalRegion | energyIdentCodeEic | str |  | FALSE | 16 | TP_BD, EQ, TP, EQ_BD | The attribute is used for an exchange of the EIC code (Energy identification Code). The length of the string is 16 characters as defined by the EIC code.
5 | SubGeographicalRegion | aggregate | bool |  | FALSE | 65536 | TP_BD, DL, SSH, EQ, DY, TP, EQ_BD, GL, SV | Aggregate identifier
6 | SubGeographicalRegion | Region | GeographicalRegion |  | FALSE | 65536 | EQ, EQ_BD | The geographical region to which this sub-geographical region is within.
7 | SubGeographicalRegion | ModelingAuthority | ModelingAuthority |  | FALSE | 65536 | EQ
8 | SubGeographicalRegion | sourcingActor | str |  | FALSE | 65536 | EQ
9 | SubGeographicalRegion | masUri | str |  | FALSE | 65536 | EQ
0 | CGMRegion | rdfid | str |  | FALSE | 65536 | TP_BD, DL, SSH, EQ, DY, TP, EQ_BD, GL, SV | Master resource identifier issued by a model authority. The mRID is globally unique within an exchange context. Global uniqueness is easily achieved by using a UUID, as specified in RFC 4122, for the mRID. The use of UUID is strongly recommended.
1 | CGMRegion | name | str |  | FALSE | 65536 | TP_BD, DL, SSH, EQ, DY, TP, EQ_BD, GL, SV | The name is any free human readable and possibly non unique text naming the object.
2 | CGMRegion | shortName | str |  | FALSE | 12 | TP_BD, EQ, TP, EQ_BD | The attribute is used for an exchange of a human readable short name with length of the string 12 characters maximum.
3 | CGMRegion | description | str |  | FALSE | 65536 | TP_BD, EQ, DY, TP, EQ_BD | The attribute is used for an exchange of the EIC code (Energy identification Code). The length of the string is 16 characters as defined by the EIC code.
4 | CGMRegion | energyIdentCodeEic | str |  | FALSE | 16 | TP_BD, EQ, TP, EQ_BD | The attribute is used for an exchange of the EIC code (Energy identification Code). The length of the string is 16 characters as defined by the EIC code.
5 | CGMRegion | aggregate | bool |  | FALSE | 65536 | TP_BD, DL, SSH, EQ, DY, TP, EQ_BD, GL, SV | Aggregate identifier
0 | ModelingAuthority | rdfid | str |  | FALSE | 65536 | TP_BD, DL, SSH, EQ, DY, TP, EQ_BD, GL, SV | Master resource identifier issued by a model authority. The mRID is globally unique within an exchange context. Global uniqueness is easily achieved by using a UUID, as specified in RFC 4122, for the mRID. The use of UUID is strongly recommended.
1 | ModelingAuthority | name | str |  | FALSE | 65536 | TP_BD, DL, SSH, EQ, DY, TP, EQ_BD, GL, SV | The name is any free human readable and possibly non unique text naming the object.
2 | ModelingAuthority | shortName | str |  | FALSE | 12 | TP_BD, EQ, TP, EQ_BD | The attribute is used for an exchange of a human readable short name with length of the string 12 characters maximum.
3 | ModelingAuthority | description | str |  | FALSE | 65536 | TP_BD, EQ, DY, TP, EQ_BD | The attribute is used for an exchange of the EIC code (Energy identification Code). The length of the string is 16 characters as defined by the EIC code.
4 | ModelingAuthority | energyIdentCodeEic | str |  | FALSE | 16 | TP_BD, EQ, TP, EQ_BD | The attribute is used for an exchange of the EIC code (Energy identification Code). The length of the string is 16 characters as defined by the EIC code.
5 | ModelingAuthority | aggregate | bool |  | FALSE | 65536 | TP_BD, DL, SSH, EQ, DY, TP, EQ_BD, GL, SV | Aggregate identifier
6 | ModelingAuthority | uri | str |  | FALSE | 65536 | TP_BD, EQ | URL
7 | ModelingAuthority | sourceName | str |  | FALSE | 65536 | TP_BD, EQ | URL
0 | MergingAgent | rdfid | str |  | FALSE | 65536 | TP_BD, DL, SSH, EQ, DY, TP, EQ_BD, GL, SV | Master resource identifier issued by a model authority. The mRID is globally unique within an exchange context. Global uniqueness is easily achieved by using a UUID, as specified in RFC 4122, for the mRID. The use of UUID is strongly recommended.
1 | MergingAgent | name | str |  | FALSE | 65536 | TP_BD, DL, SSH, EQ, DY, TP, EQ_BD, GL, SV | The name is any free human readable and possibly non unique text naming the object.
2 | MergingAgent | shortName | str |  | FALSE | 12 | TP_BD, EQ, TP, EQ_BD | The attribute is used for an exchange of a human readable short name with length of the string 12 characters maximum.
3 | MergingAgent | description | str |  | FALSE | 65536 | TP_BD, EQ, DY, TP, EQ_BD | The attribute is used for an exchange of the EIC code (Energy identification Code). The length of the string is 16 characters as defined by the EIC code.
4 | MergingAgent | energyIdentCodeEic | str |  | FALSE | 16 | TP_BD, EQ, TP, EQ_BD | The attribute is used for an exchange of the EIC code (Energy identification Code). The length of the string is 16 characters as defined by the EIC code.
5 | MergingAgent | aggregate | bool |  | FALSE | 65536 | TP_BD, DL, SSH, EQ, DY, TP, EQ_BD, GL, SV | Aggregate identifier
6 | MergingAgent | uri | str |  | FALSE | 65536 | TP_BD, EQ | URL
7 | MergingAgent | sourceName | str |  | FALSE | 65536 | TP_BD, EQ | URL
0 | VoltageLevel | rdfid | str |  | FALSE | 65536 | TP_BD, DL, SSH, EQ, DY, TP, EQ_BD, GL, SV | Master resource identifier issued by a model authority. The mRID is globally unique within an exchange context. Global uniqueness is easily achieved by using a UUID, as specified in RFC 4122, for the mRID. The use of UUID is strongly recommended.
1 | VoltageLevel | name | str |  | FALSE | 65536 | TP_BD, DL, SSH, EQ, DY, TP, EQ_BD, GL, SV | The name is any free human readable and possibly non unique text naming the object.
2 | VoltageLevel | shortName | str |  | FALSE | 12 | TP_BD, EQ, TP, EQ_BD | The attribute is used for an exchange of a human readable short name with length of the string 12 characters maximum.
3 | VoltageLevel | description | str |  | FALSE | 65536 | TP_BD, EQ, DY, TP, EQ_BD | The attribute is used for an exchange of the EIC code (Energy identification Code). The length of the string is 16 characters as defined by the EIC code.
4 | VoltageLevel | energyIdentCodeEic | str |  | FALSE | 16 | TP_BD, EQ, TP, EQ_BD | The attribute is used for an exchange of the EIC code (Energy identification Code). The length of the string is 16 characters as defined by the EIC code.
5 | VoltageLevel | aggregate | bool |  | FALSE | 65536 | TP_BD, DL, SSH, EQ, DY, TP, EQ_BD, GL, SV | Aggregate identifier
6 | VoltageLevel | highVoltageLimit | float | kV | FALSE | 65536 | EQ | The bus bar's high voltage limit
7 | VoltageLevel | lowVoltageLimit | float | kV | FALSE | 65536 | EQ | The bus bar's low voltage limit
8 | VoltageLevel | Substation | Substation |  | TRUE | 65536 | EQ
9 | VoltageLevel | BaseVoltage | BaseVoltage |  | TRUE | 65536 | EQ
0 | CurrentLimit | rdfid | str |  | FALSE | 65536 | TP_BD, DL, SSH, EQ, DY, TP, EQ_BD, GL, SV | Master resource identifier issued by a model authority. The mRID is globally unique within an exchange context. Global uniqueness is easily achieved by using a UUID, as specified in RFC 4122, for the mRID. The use of UUID is strongly recommended.
1 | CurrentLimit | name | str |  | FALSE | 65536 | TP_BD, DL, SSH, EQ, DY, TP, EQ_BD, GL, SV | The name is any free human readable and possibly non unique text naming the object.
2 | CurrentLimit | shortName | str |  | FALSE | 12 | TP_BD, EQ, TP, EQ_BD | The attribute is used for an exchange of a human readable short name with length of the string 12 characters maximum.
3 | CurrentLimit | description | str |  | FALSE | 65536 | TP_BD, EQ, DY, TP, EQ_BD | The attribute is used for an exchange of the EIC code (Energy identification Code). The length of the string is 16 characters as defined by the EIC code.
4 | CurrentLimit | energyIdentCodeEic | str |  | FALSE | 16 | TP_BD, EQ, TP, EQ_BD | The attribute is used for an exchange of the EIC code (Energy identification Code). The length of the string is 16 characters as defined by the EIC code.
5 | CurrentLimit | aggregate | bool |  | FALSE | 65536 | TP_BD, DL, SSH, EQ, DY, TP, EQ_BD, GL, SV | Aggregate identifier
6 | CurrentLimit | value | float | A | FALSE | 65536 | EQ | Limit on current flow.
7 | CurrentLimit | OperationalLimitSet | OperationalLimitSet |  | FALSE | 65536 | EQ
8 | CurrentLimit | OperationalLimitType | OperationalLimitType |  | FALSE | 65536 | EQ
0 | VoltageLimit | rdfid | str |  | FALSE | 65536 | TP_BD, DL, SSH, EQ, DY, TP, EQ_BD, GL, SV | Master resource identifier issued by a model authority. The mRID is globally unique within an exchange context. Global uniqueness is easily achieved by using a UUID, as specified in RFC 4122, for the mRID. The use of UUID is strongly recommended.
1 | VoltageLimit | name | str |  | FALSE | 65536 | TP_BD, DL, SSH, EQ, DY, TP, EQ_BD, GL, SV | The name is any free human readable and possibly non unique text naming the object.
2 | VoltageLimit | shortName | str |  | FALSE | 12 | TP_BD, EQ, TP, EQ_BD | The attribute is used for an exchange of a human readable short name with length of the string 12 characters maximum.
3 | VoltageLimit | description | str |  | FALSE | 65536 | TP_BD, EQ, DY, TP, EQ_BD | The attribute is used for an exchange of the EIC code (Energy identification Code). The length of the string is 16 characters as defined by the EIC code.
4 | VoltageLimit | energyIdentCodeEic | str |  | FALSE | 16 | TP_BD, EQ, TP, EQ_BD | The attribute is used for an exchange of the EIC code (Energy identification Code). The length of the string is 16 characters as defined by the EIC code.
5 | VoltageLimit | aggregate | bool |  | FALSE | 65536 | TP_BD, DL, SSH, EQ, DY, TP, EQ_BD, GL, SV | Aggregate identifier
6 | VoltageLimit | value | float | kV | FALSE | 65536 | EQ | Limit on voltage. High or low limit nature of the limit depends upon the properties of the operational limit type.
7 | VoltageLimit | OperationalLimitSet | OperationalLimitSet |  | FALSE | 65536 | EQ
8 | VoltageLimit | OperationalLimitType | OperationalLimitType |  | FALSE | 65536 | EQ
0 | EquivalentInjection | rdfid | str |  | FALSE | 65536 | TP_BD, DL, SSH, EQ, DY, TP, EQ_BD, GL, SV | Master resource identifier issued by a model authority. The mRID is globally unique within an exchange context. Global uniqueness is easily achieved by using a UUID, as specified in RFC 4122, for the mRID. The use of UUID is strongly recommended.
1 | EquivalentInjection | name | str |  | FALSE | 65536 | TP_BD, DL, SSH, EQ, DY, TP, EQ_BD, GL, SV | The name is any free human readable and possibly non unique text naming the object.
2 | EquivalentInjection | shortName | str |  | FALSE | 12 | TP_BD, EQ, TP, EQ_BD | The attribute is used for an exchange of a human readable short name with length of the string 12 characters maximum.
3 | EquivalentInjection | description | str |  | FALSE | 65536 | TP_BD, EQ, DY, TP, EQ_BD | The attribute is used for an exchange of the EIC code (Energy identification Code). The length of the string is 16 characters as defined by the EIC code.
4 | EquivalentInjection | energyIdentCodeEic | str |  | FALSE | 16 | TP_BD, EQ, TP, EQ_BD | The attribute is used for an exchange of the EIC code (Energy identification Code). The length of the string is 16 characters as defined by the EIC code.
5 | EquivalentInjection | aggregate | bool |  | FALSE | 65536 | EQ | aggregate
6 | EquivalentInjection | EquipmentContainer | EquipmentContainer |  | FALSE | 65536 | EQ, EQ_BD | EquipmentContainer
7 | EquivalentInjection | OperationalLimitSet | OperationalLimitSet |  | FALSE | 65536 | EQ | OperationalLimitSet
8 | EquivalentInjection | BaseVoltage | BaseVoltage |  | FALSE | 65536 | EQ | BaseVoltage
9 | EquivalentInjection | regulationStatus | bool |  | FALSE | 65536 | SSH | Specifies the default regulation status of the EquivalentInjection. True is regulating. False is not regulating.
10 | EquivalentInjection | regulationTarget | float | kV | FALSE | 65536 | SSH | The target voltage for voltage regulation.
11 | EquivalentInjection | p | float | MW | FALSE | 65536 | SSH | Equivalent active power injection. Load sign convention is used, i.e. positive sign means flow out from a node. Starting value for steady state solutions.
12 | EquivalentInjection | q | float | MVAr | FALSE | 65536 | SSH | Equivalent reactive power injection. Load sign convention is used, i.e. positive sign means flow out from a node. Starting value for steady state solutions.
13 | EquivalentInjection | maxP | float | MW | FALSE | 65536 | EQ
14 | EquivalentInjection | minP | float | MW | FALSE | 65536 | EQ
15 | EquivalentInjection | maxQ | float | MVAr | FALSE | 65536 | EQ
16 | EquivalentInjection | minQ | float | MVAr | FALSE | 65536 | EQ
17 | EquivalentInjection | r | float | ohm | FALSE | 65536 | EQ
18 | EquivalentInjection | r0 | float | ohm | FALSE | 65536 | EQ
19 | EquivalentInjection | r2 | float | ohm | FALSE | 65536 | EQ
20 | EquivalentInjection | x | float | ohm | FALSE | 65536 | EQ
21 | EquivalentInjection | x0 | float | ohm | FALSE | 65536 | EQ
22 | EquivalentInjection | x2 | float | ohm | FALSE | 65536 | EQ
23 | EquivalentInjection | regulationCapability | bool |  | FALSE | 65536 | EQ |  | out of the standard
24 | EquivalentInjection | ReactiveCapabilityCurve | ReactiveCapabilityCurve |  | FALSE | 65536 | EQ
0 | EquivalentNetwork | rdfid | str |  | FALSE | 65536 | TP_BD, DL, SSH, EQ, DY, TP, EQ_BD, GL, SV | Master resource identifier issued by a model authority. The mRID is globally unique within an exchange context. Global uniqueness is easily achieved by using a UUID, as specified in RFC 4122, for the mRID. The use of UUID is strongly recommended.
1 | EquivalentNetwork | name | str |  | FALSE | 65536 | TP_BD, DL, SSH, EQ, DY, TP, EQ_BD, GL, SV | The name is any free human readable and possibly non unique text naming the object.
2 | EquivalentNetwork | shortName | str |  | FALSE | 12 | TP_BD, EQ, TP, EQ_BD | The attribute is used for an exchange of a human readable short name with length of the string 12 characters maximum.
3 | EquivalentNetwork | description | str |  | FALSE | 65536 | TP_BD, EQ, DY, TP, EQ_BD | The attribute is used for an exchange of the EIC code (Energy identification Code). The length of the string is 16 characters as defined by the EIC code.
4 | EquivalentNetwork | energyIdentCodeEic | str |  | FALSE | 16 | TP_BD, EQ, TP, EQ_BD | The attribute is used for an exchange of the EIC code (Energy identification Code). The length of the string is 16 characters as defined by the EIC code.
5 | EquivalentNetwork | aggregate | bool |  | FALSE | 65536 | TP_BD, DL, SSH, EQ, DY, TP, EQ_BD, GL, SV | Aggregate identifier
0 | EquivalentBranch | rdfid | str |  | FALSE | 65536 | TP_BD, DL, SSH, EQ, DY, TP, EQ_BD, GL, SV | Master resource identifier issued by a model authority. The mRID is globally unique within an exchange context. Global uniqueness is easily achieved by using a UUID, as specified in RFC 4122, for the mRID. The use of UUID is strongly recommended.
1 | EquivalentBranch | name | str |  | FALSE | 65536 | TP_BD, DL, SSH, EQ, DY, TP, EQ_BD, GL, SV | The name is any free human readable and possibly non unique text naming the object.
2 | EquivalentBranch | shortName | str |  | FALSE | 12 | TP_BD, EQ, TP, EQ_BD | The attribute is used for an exchange of a human readable short name with length of the string 12 characters maximum.
3 | EquivalentBranch | description | str |  | FALSE | 65536 | TP_BD, EQ, DY, TP, EQ_BD | The attribute is used for an exchange of the EIC code (Energy identification Code). The length of the string is 16 characters as defined by the EIC code.
4 | EquivalentBranch | energyIdentCodeEic | str |  | FALSE | 16 | TP_BD, EQ, TP, EQ_BD | The attribute is used for an exchange of the EIC code (Energy identification Code). The length of the string is 16 characters as defined by the EIC code.
5 | EquivalentBranch | aggregate | bool |  | FALSE | 65536 | EQ | aggregate
6 | EquivalentBranch | EquipmentContainer | EquipmentContainer |  | FALSE | 65536 | EQ, EQ_BD | EquipmentContainer
7 | EquivalentBranch | OperationalLimitSet | OperationalLimitSet |  | FALSE | 65536 | EQ | OperationalLimitSet
8 | EquivalentBranch | BaseVoltage | BaseVoltage |  | FALSE | 65536 | EQ | BaseVoltage
9 | EquivalentBranch | negativeR12 | float | p.u. | FALSE | 65536 | EQ
10 | EquivalentBranch | negativeR21 | float | p.u. | FALSE | 65536 | EQ
11 | EquivalentBranch | negativeX12 | float | p.u. | FALSE | 65536 | EQ
12 | EquivalentBranch | negativeX21 | float | p.u. | FALSE | 65536 | EQ
13 | EquivalentBranch | positiveR12 | float | p.u. | FALSE | 65536 | EQ
14 | EquivalentBranch | positiveR21 | float | p.u. | FALSE | 65536 | EQ
15 | EquivalentBranch | positiveX12 | float | p.u. | FALSE | 65536 | EQ
16 | EquivalentBranch | positiveX21 | float | p.u. | FALSE | 65536 | EQ
17 | EquivalentBranch | r | float | p.u. | FALSE | 65536 | EQ
18 | EquivalentBranch | r21 | float | p.u. | FALSE | 65536 | EQ
19 | EquivalentBranch | x | float | p.u. | FALSE | 65536 | EQ
20 | EquivalentBranch | x21 | float | p.u. | FALSE | 65536 | EQ
21 | EquivalentBranch | zeroR12 | float | p.u. | FALSE | 65536 | EQ
22 | EquivalentBranch | zeroR21 | float | p.u. | FALSE | 65536 | EQ
23 | EquivalentBranch | zeroX12 | float | p.u. | FALSE | 65536 | EQ
24 | EquivalentBranch | zeroX21 | float | p.u. | FALSE | 65536 | EQ
0 | ControlArea | rdfid | str |  | FALSE | 65536 | TP_BD, DL, SSH, EQ, DY, TP, EQ_BD, GL, SV | Master resource identifier issued by a model authority. The mRID is globally unique within an exchange context. Global uniqueness is easily achieved by using a UUID, as specified in RFC 4122, for the mRID. The use of UUID is strongly recommended.
1 | ControlArea | name | str |  | FALSE | 65536 | TP_BD, DL, SSH, EQ, DY, TP, EQ_BD, GL, SV | The name is any free human readable and possibly non unique text naming the object.
2 | ControlArea | shortName | str |  | FALSE | 12 | TP_BD, EQ, TP, EQ_BD | The attribute is used for an exchange of a human readable short name with length of the string 12 characters maximum.
3 | ControlArea | description | str |  | FALSE | 65536 | TP_BD, EQ, DY, TP, EQ_BD | The attribute is used for an exchange of the EIC code (Energy identification Code). The length of the string is 16 characters as defined by the EIC code.
4 | ControlArea | energyIdentCodeEic | str |  | FALSE | 16 | TP_BD, EQ, TP, EQ_BD | The attribute is used for an exchange of the EIC code (Energy identification Code). The length of the string is 16 characters as defined by the EIC code.
5 | ControlArea | aggregate | bool |  | FALSE | 65536 | TP_BD, DL, SSH, EQ, DY, TP, EQ_BD, GL, SV | Aggregate identifier
6 | ControlArea | type | enum ControlAreaTypeKind |  | FALSE | 65536 | EQ | The primary type of control area definition used to determine if this is used for automatic generation control, for planning interchange control, or other purposes. A control area specified with primary type of automatic generation control could still be forecast and used as an interchange area in power flow analysis.
7 | ControlArea | netInterchange | float |  | FALSE | 65536 | SSH |  | out of the standard
8 | ControlArea | pTolerance | float |  | FALSE | 65536 | SSH |  | out of the standard
9 | ControlArea | TieFlow | float | MW | FALSE | 65536 | SSH |  | out of the standard
10 | ControlArea | EnergyArea | EnergyArea |  | FALSE | 65536 | EQ | The energy area that is forecast from this control area specification.
11 | ControlArea | ControlAreaGeneratingUnit | GeneratingUnit |  | FALSE | 65536 | EQ
0 | ControlAreaGeneratingUnit | rdfid | str |  | FALSE | 65536 | TP_BD, DL, SSH, EQ, DY, TP, EQ_BD, GL, SV | Master resource identifier issued by a model authority. The mRID is globally unique within an exchange context. Global uniqueness is easily achieved by using a UUID, as specified in RFC 4122, for the mRID. The use of UUID is strongly recommended.
1 | ControlAreaGeneratingUnit | name | str |  | FALSE | 65536 | TP_BD, DL, SSH, EQ, DY, TP, EQ_BD, GL, SV | The name is any free human readable and possibly non unique text naming the object.
2 | ControlAreaGeneratingUnit | shortName | str |  | FALSE | 12 | TP_BD, EQ, TP, EQ_BD | The attribute is used for an exchange of a human readable short name with length of the string 12 characters maximum.
3 | ControlAreaGeneratingUnit | description | str |  | FALSE | 65536 | TP_BD, EQ, DY, TP, EQ_BD | The attribute is used for an exchange of the EIC code (Energy identification Code). The length of the string is 16 characters as defined by the EIC code.
4 | ControlAreaGeneratingUnit | energyIdentCodeEic | str |  | FALSE | 16 | TP_BD, EQ, TP, EQ_BD | The attribute is used for an exchange of the EIC code (Energy identification Code). The length of the string is 16 characters as defined by the EIC code.
5 | ControlAreaGeneratingUnit | aggregate | bool |  | FALSE | 65536 | TP_BD, DL, SSH, EQ, DY, TP, EQ_BD, GL, SV | Aggregate identifier
6 | ControlAreaGeneratingUnit | ControlArea | ControlArea |  | FALSE | 65536 | EQ | The parent control area for the generating unit specifications.
7 | ControlAreaGeneratingUnit | GeneratingUnit | GeneratingUnit |  | FALSE | 65536 | EQ | The generating unit specified for this control area. Note that a control area should include a GeneratingUnit only once.
0 | Breaker | rdfid | str |  | FALSE | 65536 | TP_BD, DL, SSH, EQ, DY, TP, EQ_BD, GL, SV | Master resource identifier issued by a model authority. The mRID is globally unique within an exchange context. Global uniqueness is easily achieved by using a UUID, as specified in RFC 4122, for the mRID. The use of UUID is strongly recommended.
1 | Breaker | name | str |  | FALSE | 65536 | TP_BD, DL, SSH, EQ, DY, TP, EQ_BD, GL, SV | The name is any free human readable and possibly non unique text naming the object.
2 | Breaker | shortName | str |  | FALSE | 12 | TP_BD, EQ, TP, EQ_BD | The attribute is used for an exchange of a human readable short name with length of the string 12 characters maximum.
3 | Breaker | description | str |  | FALSE | 65536 | TP_BD, EQ, DY, TP, EQ_BD | The attribute is used for an exchange of the EIC code (Energy identification Code). The length of the string is 16 characters as defined by the EIC code.
4 | Breaker | energyIdentCodeEic | str |  | FALSE | 16 | TP_BD, EQ, TP, EQ_BD | The attribute is used for an exchange of the EIC code (Energy identification Code). The length of the string is 16 characters as defined by the EIC code.
5 | Breaker | aggregate | bool |  | FALSE | 65536 | EQ | aggregate
6 | Breaker | EquipmentContainer | EquipmentContainer |  | FALSE | 65536 | EQ, EQ_BD | EquipmentContainer
7 | Breaker | OperationalLimitSet | OperationalLimitSet |  | FALSE | 65536 | EQ | OperationalLimitSet
8 | Breaker | BaseVoltage | BaseVoltage |  | FALSE | 65536 | EQ | BaseVoltage
9 | Breaker | open | bool |  | FALSE | 65536 | SSH |  | The standard does not provide a proper description
10 | Breaker | normalOpen | bool |  | FALSE | 65536 | EQ | The attribute is used in cases when no Measurement for the status value is present. If the Switch has a status measurement the Discrete.normalValue is expected to match with the Switch.normalOpen.
11 | Breaker | ratedCurrent | bool | A | FALSE | 65536 | EQ | The maximum continuous current carrying capacity in amps governed by the device material and construction.
12 | Breaker | retained | bool |  | FALSE | 65536 | EQ |  | Branch is retained in a bus branch model. The flow through retained switches will normally be calculated in power flow.
0 | Switch | rdfid | str |  | FALSE | 65536 | TP_BD, DL, SSH, EQ, DY, TP, EQ_BD, GL, SV | Master resource identifier issued by a model authority. The mRID is globally unique within an exchange context. Global uniqueness is easily achieved by using a UUID, as specified in RFC 4122, for the mRID. The use of UUID is strongly recommended.
1 | Switch | name | str |  | FALSE | 65536 | TP_BD, DL, SSH, EQ, DY, TP, EQ_BD, GL, SV | The name is any free human readable and possibly non unique text naming the object.
2 | Switch | shortName | str |  | FALSE | 12 | TP_BD, EQ, TP, EQ_BD | The attribute is used for an exchange of a human readable short name with length of the string 12 characters maximum.
3 | Switch | description | str |  | FALSE | 65536 | TP_BD, EQ, DY, TP, EQ_BD | The attribute is used for an exchange of the EIC code (Energy identification Code). The length of the string is 16 characters as defined by the EIC code.
4 | Switch | energyIdentCodeEic | str |  | FALSE | 16 | TP_BD, EQ, TP, EQ_BD | The attribute is used for an exchange of the EIC code (Energy identification Code). The length of the string is 16 characters as defined by the EIC code.
5 | Switch | aggregate | bool |  | FALSE | 65536 | EQ | aggregate
6 | Switch | EquipmentContainer | EquipmentContainer |  | FALSE | 65536 | EQ, EQ_BD | EquipmentContainer
7 | Switch | OperationalLimitSet | OperationalLimitSet |  | FALSE | 65536 | EQ | OperationalLimitSet
8 | Switch | BaseVoltage | BaseVoltage |  | FALSE | 65536 | EQ | BaseVoltage
9 | Switch | open | bool |  | FALSE | 65536 | SSH |  | The standard does not provide a proper description
10 | Switch | normalOpen | bool |  | FALSE | 65536 | EQ | The attribute is used in cases when no Measurement for the status value is present. If the Switch has a status measurement the Discrete.normalValue is expected to match with the Switch.normalOpen.
11 | Switch | ratedCurrent | bool | A | FALSE | 65536 | EQ | The maximum continuous current carrying capacity in amps governed by the device material and construction.
12 | Switch | retained | bool |  | FALSE | 65536 | EQ |  | Branch is retained in a bus branch model. The flow through retained switches will normally be calculated in power flow.
0 | LoadBreakSwitch | rdfid | str |  | FALSE | 65536 | TP_BD, DL, SSH, EQ, DY, TP, EQ_BD, GL, SV | Master resource identifier issued by a model authority. The mRID is globally unique within an exchange context. Global uniqueness is easily achieved by using a UUID, as specified in RFC 4122, for the mRID. The use of UUID is strongly recommended.
1 | LoadBreakSwitch | name | str |  | FALSE | 65536 | TP_BD, DL, SSH, EQ, DY, TP, EQ_BD, GL, SV | The name is any free human readable and possibly non unique text naming the object.
2 | LoadBreakSwitch | shortName | str |  | FALSE | 12 | TP_BD, EQ, TP, EQ_BD | The attribute is used for an exchange of a human readable short name with length of the string 12 characters maximum.
3 | LoadBreakSwitch | description | str |  | FALSE | 65536 | TP_BD, EQ, DY, TP, EQ_BD | The attribute is used for an exchange of the EIC code (Energy identification Code). The length of the string is 16 characters as defined by the EIC code.
4 | LoadBreakSwitch | energyIdentCodeEic | str |  | FALSE | 16 | TP_BD, EQ, TP, EQ_BD | The attribute is used for an exchange of the EIC code (Energy identification Code). The length of the string is 16 characters as defined by the EIC code.
5 | LoadBreakSwitch | aggregate | bool |  | FALSE | 65536 | EQ | aggregate
6 | LoadBreakSwitch | EquipmentContainer | EquipmentContainer |  | FALSE | 65536 | EQ, EQ_BD | EquipmentContainer
7 | LoadBreakSwitch | OperationalLimitSet | OperationalLimitSet |  | FALSE | 65536 | EQ | OperationalLimitSet
8 | LoadBreakSwitch | BaseVoltage | BaseVoltage |  | FALSE | 65536 | EQ | BaseVoltage
9 | LoadBreakSwitch | open | bool |  | FALSE | 65536 | SSH |  | The standard does not provide a proper description
10 | LoadBreakSwitch | normalOpen | bool |  | FALSE | 65536 | EQ | The attribute is used in cases when no Measurement for the status value is present. If the Switch has a status measurement the Discrete.normalValue is expected to match with the Switch.normalOpen.
11 | LoadBreakSwitch | ratedCurrent | bool | A | FALSE | 65536 | EQ | The maximum continuous current carrying capacity in amps governed by the device material and construction.
12 | LoadBreakSwitch | retained | bool |  | FALSE | 65536 | EQ |  | Branch is retained in a bus branch model. The flow through retained switches will normally be calculated in power flow.
0 | Line | rdfid | str |  | FALSE | 65536 | TP_BD, DL, SSH, EQ, DY, TP, EQ_BD, GL, SV | Master resource identifier issued by a model authority. The mRID is globally unique within an exchange context. Global uniqueness is easily achieved by using a UUID, as specified in RFC 4122, for the mRID. The use of UUID is strongly recommended.
1 | Line | name | str |  | FALSE | 65536 | TP_BD, DL, SSH, EQ, DY, TP, EQ_BD, GL, SV | The name is any free human readable and possibly non unique text naming the object.
2 | Line | shortName | str |  | FALSE | 12 | TP_BD, EQ, TP, EQ_BD | The attribute is used for an exchange of a human readable short name with length of the string 12 characters maximum.
3 | Line | description | str |  | FALSE | 65536 | TP_BD, EQ, DY, TP, EQ_BD | The attribute is used for an exchange of the EIC code (Energy identification Code). The length of the string is 16 characters as defined by the EIC code.
4 | Line | energyIdentCodeEic | str |  | FALSE | 16 | TP_BD, EQ, TP, EQ_BD | The attribute is used for an exchange of the EIC code (Energy identification Code). The length of the string is 16 characters as defined by the EIC code.
5 | Line | aggregate | bool |  | FALSE | 65536 | TP_BD, DL, SSH, EQ, DY, TP, EQ_BD, GL, SV | Aggregate identifier
6 | Line | Region | SubGeographicalRegion |  | FALSE | 65536 | EQ, EQ_BD | The SubGeographicalRegion containing the line.
0 | ACLineSegment | rdfid | str |  | FALSE | 65536 | TP_BD, DL, SSH, EQ, DY, TP, EQ_BD, GL, SV | Master resource identifier issued by a model authority. The mRID is globally unique within an exchange context. Global uniqueness is easily achieved by using a UUID, as specified in RFC 4122, for the mRID. The use of UUID is strongly recommended.
1 | ACLineSegment | name | str |  | FALSE | 65536 | TP_BD, DL, SSH, EQ, DY, TP, EQ_BD, GL, SV | The name is any free human readable and possibly non unique text naming the object.
2 | ACLineSegment | shortName | str |  | FALSE | 12 | TP_BD, EQ, TP, EQ_BD | The attribute is used for an exchange of a human readable short name with length of the string 12 characters maximum.
3 | ACLineSegment | description | str |  | FALSE | 65536 | TP_BD, EQ, DY, TP, EQ_BD | The attribute is used for an exchange of the EIC code (Energy identification Code). The length of the string is 16 characters as defined by the EIC code.
4 | ACLineSegment | energyIdentCodeEic | str |  | FALSE | 16 | TP_BD, EQ, TP, EQ_BD | The attribute is used for an exchange of the EIC code (Energy identification Code). The length of the string is 16 characters as defined by the EIC code.
5 | ACLineSegment | aggregate | bool |  | FALSE | 65536 | TP_BD, DL, SSH, EQ, DY, TP, EQ_BD, GL, SV | Aggregate identifier
6 | ACLineSegment | bch | float | S | FALSE | 65536 | EQ | Positive sequence shunt (charging) susceptance, uniformly distributed, of the entire line section. This value represents the full charging over the full length of the line.
7 | ACLineSegment | gch | float | S | FALSE | 65536 | EQ | Positive sequence shunt (charging) conductance, uniformly distributed, of the entire line section.
8 | ACLineSegment | r | float | ohm | FALSE | 65536 | EQ | Zero sequence series resistance of the entire line section.
9 | ACLineSegment | x | float | ohm | FALSE | 65536 | EQ | Positive sequence series reactance of the entire line section.
10 | ACLineSegment | bch0 | float | S | FALSE | 65536 | EQ | Zero sequence shunt (charging) susceptance, uniformly distributed, of the entire line section.
11 | ACLineSegment | gch0 | float | S | FALSE | 65536 | EQ | Zero sequence shunt (charging) conductance, uniformly distributed, of the entire line section.
12 | ACLineSegment | x0 | float | ohm | FALSE | 65536 | EQ | Zero sequence series reactance of the entire line section.
13 | ACLineSegment | length | float | km | FALSE | 65536 | EQ | Segment length for calculating line section capabilities
14 | ACLineSegment | shortCircuitEndTemperature | float | degC | FALSE | 65536 | EQ | Maximum permitted temperature at the end of SC for the calculation of minimum short-circuit currents. Used for short circuit data exchange according to IEC 60909
15 | ACLineSegment | BaseVoltage | BaseVoltage |  | FALSE | 65536 | EQ
0 | PowerTransformerEnd | rdfid | str |  | FALSE | 65536 | TP_BD, DL, SSH, EQ, DY, TP, EQ_BD, GL, SV | Master resource identifier issued by a model authority. The mRID is globally unique within an exchange context. Global uniqueness is easily achieved by using a UUID, as specified in RFC 4122, for the mRID. The use of UUID is strongly recommended.
1 | PowerTransformerEnd | name | str |  | FALSE | 65536 | TP_BD, DL, SSH, EQ, DY, TP, EQ_BD, GL, SV | The name is any free human readable and possibly non unique text naming the object.
2 | PowerTransformerEnd | shortName | str |  | FALSE | 12 | TP_BD, EQ, TP, EQ_BD | The attribute is used for an exchange of a human readable short name with length of the string 12 characters maximum.
3 | PowerTransformerEnd | description | str |  | FALSE | 65536 | TP_BD, EQ, DY, TP, EQ_BD | The attribute is used for an exchange of the EIC code (Energy identification Code). The length of the string is 16 characters as defined by the EIC code.
4 | PowerTransformerEnd | energyIdentCodeEic | str |  | FALSE | 16 | TP_BD, EQ, TP, EQ_BD | The attribute is used for an exchange of the EIC code (Energy identification Code). The length of the string is 16 characters as defined by the EIC code.
5 | PowerTransformerEnd | aggregate | bool |  | FALSE | 65536 | TP_BD, DL, SSH, EQ, DY, TP, EQ_BD, GL, SV | Aggregate identifier
6 | PowerTransformerEnd | b | float | S | FALSE | 65536 | EQ | Positive sequence shunt (charging) susceptance, uniformly distributed, of the entire line section. This value represents the full charging over the full length of the line.
7 | PowerTransformerEnd | g | float | S | FALSE | 65536 | EQ | Positive sequence shunt (charging) conductance, uniformly distributed, of the entire line section.
8 | PowerTransformerEnd | r | float | ohm | FALSE | 65536 | EQ | Zero sequence series resistance of the entire line section.
9 | PowerTransformerEnd | x | float | ohm | FALSE | 65536 | EQ | Positive sequence series reactance of the entire line section.
10 | PowerTransformerEnd | b0 | float | S | FALSE | 65536 | EQ | Zero sequence shunt (charging) susceptance, uniformly distributed, of the entire line section.
11 | PowerTransformerEnd | g0 | float | S | FALSE | 65536 | EQ | Zero sequence shunt (charging) conductance, uniformly distributed, of the entire line section.
12 | PowerTransformerEnd | x0 | float | ohm | FALSE | 65536 | EQ | Zero sequence series reactance of the entire line section.
13 | PowerTransformerEnd | rground | float | ohm | FALSE | 65536 | EQ | (for Yn and Zn connections) Resistance part of neutral impedance where 'grounded' is true.
14 | PowerTransformerEnd | xground | float | ohm | FALSE | 65536 | EQ | (for Yn and Zn connections) Reactance part of neutral impedance where 'grounded' is true.
15 | PowerTransformerEnd | grounded | bool |  | FALSE | 65536 | EQ | (for Yn and Zn connections) True if the neutral is solidly grounded.
16 | PowerTransformerEnd | endNumber | int |  | FALSE | 65536 | EQ | (for Yn and Zn connections) True if the neutral is solidly grounded.
17 | PowerTransformerEnd | ratedS | float | MVA | FALSE | 65536 | EQ | Normal apparent power rating. The attribute shall be a positive value. For a two-winding transformer the values for the high and low voltage sides shall be identical.
18 | PowerTransformerEnd | ratedU | float | kV | FALSE | 65536 | EQ | Rated voltage: phase-phase for three-phase windings, and either phase-phase or phase-neutral for single-phase windings. A high voltage side, as given by TransformerEnd.endNumber, shall have a ratedU that is greater or equal than ratedU for the lower voltage sides.
19 | PowerTransformerEnd | connectionKind | enum WindingConnection |  | FALSE | 65536 | EQ | Kind of connection.
20 | PowerTransformerEnd | phaseAngleClock | int |  | FALSE | 65536 | EQ | Terminal voltage phase angle displacement where 360 degrees are represented with clock hours. The valid values are 0 to 11. For example, for the secondary side end of a transformer with vector group code of 'Dyn11', specify the connection kind as wye with neutral and specify the phase angle of the clock as 11. The clock value of the transformer end number specified as 1, is assumed to be zero. Note the transformer end number is not assumed to be the same as the terminal sequence number.
21 | PowerTransformerEnd | PowerTransformer | PowerTransformer |  | TRUE | 65536 | EQ | The ends of this power transformer.
22 | PowerTransformerEnd | Terminal | Terminal |  | TRUE | 65536 | EQ
23 | PowerTransformerEnd | BaseVoltage | BaseVoltage |  | TRUE | 65536 | EQ
0 | PowerTransformer | rdfid | str |  | FALSE | 65536 | TP_BD, DL, SSH, EQ, DY, TP, EQ_BD, GL, SV | Master resource identifier issued by a model authority. The mRID is globally unique within an exchange context. Global uniqueness is easily achieved by using a UUID, as specified in RFC 4122, for the mRID. The use of UUID is strongly recommended.
1 | PowerTransformer | name | str |  | FALSE | 65536 | TP_BD, DL, SSH, EQ, DY, TP, EQ_BD, GL, SV | The name is any free human readable and possibly non unique text naming the object.
2 | PowerTransformer | shortName | str |  | FALSE | 12 | TP_BD, EQ, TP, EQ_BD | The attribute is used for an exchange of a human readable short name with length of the string 12 characters maximum.
3 | PowerTransformer | description | str |  | FALSE | 65536 | TP_BD, EQ, DY, TP, EQ_BD | The attribute is used for an exchange of the EIC code (Energy identification Code). The length of the string is 16 characters as defined by the EIC code.
4 | PowerTransformer | energyIdentCodeEic | str |  | FALSE | 16 | TP_BD, EQ, TP, EQ_BD | The attribute is used for an exchange of the EIC code (Energy identification Code). The length of the string is 16 characters as defined by the EIC code.
5 | PowerTransformer | aggregate | bool |  | FALSE | 65536 | EQ | aggregate
6 | PowerTransformer | EquipmentContainer | EquipmentContainer |  | FALSE | 65536 | EQ, EQ_BD | EquipmentContainer
7 | PowerTransformer | OperationalLimitSet | OperationalLimitSet |  | FALSE | 65536 | EQ | OperationalLimitSet
8 | PowerTransformer | BaseVoltage | BaseVoltage |  | FALSE | 65536 | EQ | BaseVoltage
9 | PowerTransformer | beforeShCircuitHighestOperatingCurrent | float | A | FALSE | 65536 | EQ | The highest operating current (Ib in the IEC 60909-0) before short circuit (depends on network configuration and relevant reliability philosophy). It is used for calculation of the impedance correction factor KT defined in IEC 60909-0.
10 | PowerTransformer | beforeShCircuitHighestOperatingVoltage | float | kV | FALSE | 65536 | EQ | The highest operating voltage (Ub in the IEC 60909-0) before short circuit. It is used for calculation of the impedance correction factor KT defined in IEC 60909-0. This is worst case voltage on the low side winding (Section 3.7.1 in the standard). Used to define operating conditions.
11 | PowerTransformer | beforeShortCircuitAnglePf | float | deg | FALSE | 65536 | EQ | The angle of power factor before short circuit (phib in the IEC 60909-0). It is used for calculation of the impedance correction factor KT defined in IEC 60909-0. This is the worst case power factor. Used to define operating conditions.
12 | PowerTransformer | highSideMinOperatingU | float | kV | FALSE | 65536 | EQ | The minimum operating voltage (uQmin in the IEC 60909-0) at the high voltage side (Q side) of the unit transformer of the power station unit. A value well established from long-term operating experience of the system. It is used for calculation of the impedance correction factor KG defined in IEC 60909-0
13 | PowerTransformer | isPartOfGeneratorUnit | bool |  | FALSE | 65536 | EQ | Indicates whether the machine is part of a power station unit. Used for short circuit data exchange according to IEC 60909
14 | PowerTransformer | operationalValuesConsidered | bool |  | FALSE | 65536 | EQ | It is used to define if the data (other attributes related to short circuit data exchange) defines long term operational conditions or not. Used for short circuit data exchange according to IEC 60909.
0 | PhaseTapChanger | rdfid | str |  | FALSE | 65536 | TP_BD, DL, SSH, EQ, DY, TP, EQ_BD, GL, SV | Master resource identifier issued by a model authority. The mRID is globally unique within an exchange context. Global uniqueness is easily achieved by using a UUID, as specified in RFC 4122, for the mRID. The use of UUID is strongly recommended.
1 | PhaseTapChanger | name | str |  | FALSE | 65536 | TP_BD, DL, SSH, EQ, DY, TP, EQ_BD, GL, SV | The name is any free human readable and possibly non unique text naming the object.
2 | PhaseTapChanger | shortName | str |  | FALSE | 12 | TP_BD, EQ, TP, EQ_BD | The attribute is used for an exchange of a human readable short name with length of the string 12 characters maximum.
3 | PhaseTapChanger | description | str |  | FALSE | 65536 | TP_BD, EQ, DY, TP, EQ_BD | The attribute is used for an exchange of the EIC code (Energy identification Code). The length of the string is 16 characters as defined by the EIC code.
4 | PhaseTapChanger | energyIdentCodeEic | str |  | FALSE | 16 | TP_BD, EQ, TP, EQ_BD | The attribute is used for an exchange of the EIC code (Energy identification Code). The length of the string is 16 characters as defined by the EIC code.
5 | PhaseTapChanger | aggregate | bool |  | FALSE | 65536 | TP_BD, DL, SSH, EQ, DY, TP, EQ_BD, GL, SV | Aggregate identifier
6 | PhaseTapChanger | controlEnabled | bool |  | FALSE | 65536 | SSH | controlEnabled.
7 | PhaseTapChanger | step | int |  | FALSE | 65536 | SSH | step
8 | PhaseTapChanger | highStep | int |  | FALSE | 65536 | EQ | Highest possible tap step position, advance from neutral. The attribute shall be greater than lowStep.
9 | PhaseTapChanger | lowStep | int |  | FALSE | 65536 | EQ | Lowest possible tap step position, retard from neutral.
10 | PhaseTapChanger | ltcFlag | bool |  | FALSE | 65536 | EQ | Specifies whether or not a TapChanger has load tap changing capabilities.
11 | PhaseTapChanger | neutralStep | int |  | FALSE | 65536 | EQ | The neutral tap step position for this winding. The attribute shall be equal or greater than lowStep and equal or less than highStep.
12 | PhaseTapChanger | neutralU | float |  | FALSE | 65536 | EQ | Voltage at which the winding operates at the neutral tap setting.
13 | PhaseTapChanger | normalStep | int |  | FALSE | 65536 | EQ | The tap step position used in 'normal' network operation for this winding. For a 'Fixed' tap changer indicates the current physical tap setting. The attribute shall be equal or greater than lowStep and equal or less than highStep.
14 | PhaseTapChanger | TapChangerControl | TapChangerControl |  | FALSE | 65536 | EQ | .
15 | PhaseTapChanger | TransformerEnd | PowerTransformerEnd |  | TRUE | 65536 | EQ | Ratio tap changer associated with this transformer end.
0 | PhaseTapChangerNonLinear | rdfid | str |  | FALSE | 65536 | TP_BD, DL, SSH, EQ, DY, TP, EQ_BD, GL, SV | Master resource identifier issued by a model authority. The mRID is globally unique within an exchange context. Global uniqueness is easily achieved by using a UUID, as specified in RFC 4122, for the mRID. The use of UUID is strongly recommended.
1 | PhaseTapChangerNonLinear | name | str |  | FALSE | 65536 | TP_BD, DL, SSH, EQ, DY, TP, EQ_BD, GL, SV | The name is any free human readable and possibly non unique text naming the object.
2 | PhaseTapChangerNonLinear | shortName | str |  | FALSE | 12 | TP_BD, EQ, TP, EQ_BD | The attribute is used for an exchange of a human readable short name with length of the string 12 characters maximum.
3 | PhaseTapChangerNonLinear | description | str |  | FALSE | 65536 | TP_BD, EQ, DY, TP, EQ_BD | The attribute is used for an exchange of the EIC code (Energy identification Code). The length of the string is 16 characters as defined by the EIC code.
4 | PhaseTapChangerNonLinear | energyIdentCodeEic | str |  | FALSE | 16 | TP_BD, EQ, TP, EQ_BD | The attribute is used for an exchange of the EIC code (Energy identification Code). The length of the string is 16 characters as defined by the EIC code.
5 | PhaseTapChangerNonLinear | aggregate | bool |  | FALSE | 65536 | TP_BD, DL, SSH, EQ, DY, TP, EQ_BD, GL, SV | Aggregate identifier
6 | PhaseTapChangerNonLinear | controlEnabled | bool |  | FALSE | 65536 | SSH | controlEnabled.
7 | PhaseTapChangerNonLinear | step | int |  | FALSE | 65536 | SSH | step
8 | PhaseTapChangerNonLinear | highStep | int |  | FALSE | 65536 | EQ | Highest possible tap step position, advance from neutral. The attribute shall be greater than lowStep.
9 | PhaseTapChangerNonLinear | lowStep | int |  | FALSE | 65536 | EQ | Lowest possible tap step position, retard from neutral.
10 | PhaseTapChangerNonLinear | ltcFlag | bool |  | FALSE | 65536 | EQ | Specifies whether or not a TapChanger has load tap changing capabilities.
11 | PhaseTapChangerNonLinear | neutralStep | int |  | FALSE | 65536 | EQ | The neutral tap step position for this winding. The attribute shall be equal or greater than lowStep and equal or less than highStep.
12 | PhaseTapChangerNonLinear | neutralU | float |  | FALSE | 65536 | EQ | Voltage at which the winding operates at the neutral tap setting.
13 | PhaseTapChangerNonLinear | normalStep | int |  | FALSE | 65536 | EQ | The tap step position used in 'normal' network operation for this winding. For a 'Fixed' tap changer indicates the current physical tap setting. The attribute shall be equal or greater than lowStep and equal or less than highStep.
14 | PhaseTapChangerNonLinear | TapChangerControl | TapChangerControl |  | FALSE | 65536 | EQ | .
15 | PhaseTapChangerNonLinear | TransformerEnd | PowerTransformerEnd |  | TRUE | 65536 | EQ | Ratio tap changer associated with this transformer end.
16 | PhaseTapChangerNonLinear | voltageStepIncrement | float |  | TRUE | 65536 | EQ | The voltage step increment on the out of phase winding specified in percent of nominal voltage of the transformer end.
17 | PhaseTapChangerNonLinear | xMax | float |  | TRUE | 65536 | EQ | he reactance depend on the tap position according to a `u` shaped curve. The maximum reactance (xMax) appear at the low and high tap positions.
18 | PhaseTapChangerNonLinear | xMin | float |  | TRUE | 65536 | EQ | The reactance depend on the tap position according to a `u` shaped curve. The minimum reactance (xMin) appear at the mid tap position.
0 | PhaseTapChangerSymmetrical | rdfid | str |  | FALSE | 65536 | TP_BD, DL, SSH, EQ, DY, TP, EQ_BD, GL, SV | Master resource identifier issued by a model authority. The mRID is globally unique within an exchange context. Global uniqueness is easily achieved by using a UUID, as specified in RFC 4122, for the mRID. The use of UUID is strongly recommended.
1 | PhaseTapChangerSymmetrical | name | str |  | FALSE | 65536 | TP_BD, DL, SSH, EQ, DY, TP, EQ_BD, GL, SV | The name is any free human readable and possibly non unique text naming the object.
2 | PhaseTapChangerSymmetrical | shortName | str |  | FALSE | 12 | TP_BD, EQ, TP, EQ_BD | The attribute is used for an exchange of a human readable short name with length of the string 12 characters maximum.
3 | PhaseTapChangerSymmetrical | description | str |  | FALSE | 65536 | TP_BD, EQ, DY, TP, EQ_BD | The attribute is used for an exchange of the EIC code (Energy identification Code). The length of the string is 16 characters as defined by the EIC code.
4 | PhaseTapChangerSymmetrical | energyIdentCodeEic | str |  | FALSE | 16 | TP_BD, EQ, TP, EQ_BD | The attribute is used for an exchange of the EIC code (Energy identification Code). The length of the string is 16 characters as defined by the EIC code.
5 | PhaseTapChangerSymmetrical | aggregate | bool |  | FALSE | 65536 | TP_BD, DL, SSH, EQ, DY, TP, EQ_BD, GL, SV | Aggregate identifier
6 | PhaseTapChangerSymmetrical | controlEnabled | bool |  | FALSE | 65536 | SSH | controlEnabled.
7 | PhaseTapChangerSymmetrical | step | int |  | FALSE | 65536 | SSH | step
8 | PhaseTapChangerSymmetrical | highStep | int |  | FALSE | 65536 | EQ | Highest possible tap step position, advance from neutral. The attribute shall be greater than lowStep.
9 | PhaseTapChangerSymmetrical | lowStep | int |  | FALSE | 65536 | EQ | Lowest possible tap step position, retard from neutral.
10 | PhaseTapChangerSymmetrical | ltcFlag | bool |  | FALSE | 65536 | EQ | Specifies whether or not a TapChanger has load tap changing capabilities.
11 | PhaseTapChangerSymmetrical | neutralStep | int |  | FALSE | 65536 | EQ | The neutral tap step position for this winding. The attribute shall be equal or greater than lowStep and equal or less than highStep.
12 | PhaseTapChangerSymmetrical | neutralU | float |  | FALSE | 65536 | EQ | Voltage at which the winding operates at the neutral tap setting.
13 | PhaseTapChangerSymmetrical | normalStep | int |  | FALSE | 65536 | EQ | The tap step position used in 'normal' network operation for this winding. For a 'Fixed' tap changer indicates the current physical tap setting. The attribute shall be equal or greater than lowStep and equal or less than highStep.
14 | PhaseTapChangerSymmetrical | TapChangerControl | TapChangerControl |  | FALSE | 65536 | EQ | .
15 | PhaseTapChangerSymmetrical | TransformerEnd | PowerTransformerEnd |  | TRUE | 65536 | EQ | Ratio tap changer associated with this transformer end.
16 | PhaseTapChangerSymmetrical | voltageStepIncrement | float |  | TRUE | 65536 | EQ | The voltage step increment on the out of phase winding specified in percent of nominal voltage of the transformer end.
17 | PhaseTapChangerSymmetrical | xMax | float |  | TRUE | 65536 | EQ | he reactance depend on the tap position according to a `u` shaped curve. The maximum reactance (xMax) appear at the low and high tap positions.
18 | PhaseTapChangerSymmetrical | xMin | float |  | TRUE | 65536 | EQ | The reactance depend on the tap position according to a `u` shaped curve. The minimum reactance (xMin) appear at the mid tap position.
0 | PhaseTapChangerTablePoint | rdfid | str |  | FALSE | 65536 | TP_BD, DL, SSH, EQ, DY, TP, EQ_BD, GL, SV | Master resource identifier issued by a model authority. The mRID is globally unique within an exchange context. Global uniqueness is easily achieved by using a UUID, as specified in RFC 4122, for the mRID. The use of UUID is strongly recommended.
1 | PhaseTapChangerTablePoint | name | str |  | FALSE | 65536 | TP_BD, DL, SSH, EQ, DY, TP, EQ_BD, GL, SV | The name is any free human readable and possibly non unique text naming the object.
2 | PhaseTapChangerTablePoint | shortName | str |  | FALSE | 12 | TP_BD, EQ, TP, EQ_BD | The attribute is used for an exchange of a human readable short name with length of the string 12 characters maximum.
3 | PhaseTapChangerTablePoint | description | str |  | FALSE | 65536 | TP_BD, EQ, DY, TP, EQ_BD | The attribute is used for an exchange of the EIC code (Energy identification Code). The length of the string is 16 characters as defined by the EIC code.
4 | PhaseTapChangerTablePoint | energyIdentCodeEic | str |  | FALSE | 16 | TP_BD, EQ, TP, EQ_BD | The attribute is used for an exchange of the EIC code (Energy identification Code). The length of the string is 16 characters as defined by the EIC code.
5 | PhaseTapChangerTablePoint | aggregate | bool |  | FALSE | 65536 | TP_BD, DL, SSH, EQ, DY, TP, EQ_BD, GL, SV | Aggregate identifier
6 | PhaseTapChangerTablePoint | angle | float | deg | FALSE | 65536 | EQ | The angle difference in degrees.
7 | PhaseTapChangerTablePoint | PhaseTapChangerTable | PhaseTapChangerTable |  | FALSE | 65536 | EQ | The table of this point.
0 | PhaseTapChangerTable | rdfid | str |  | FALSE | 65536 | TP_BD, DL, SSH, EQ, DY, TP, EQ_BD, GL, SV | Master resource identifier issued by a model authority. The mRID is globally unique within an exchange context. Global uniqueness is easily achieved by using a UUID, as specified in RFC 4122, for the mRID. The use of UUID is strongly recommended.
1 | PhaseTapChangerTable | name | str |  | FALSE | 65536 | TP_BD, DL, SSH, EQ, DY, TP, EQ_BD, GL, SV | The name is any free human readable and possibly non unique text naming the object.
2 | PhaseTapChangerTable | shortName | str |  | FALSE | 12 | TP_BD, EQ, TP, EQ_BD | The attribute is used for an exchange of a human readable short name with length of the string 12 characters maximum.
3 | PhaseTapChangerTable | description | str |  | FALSE | 65536 | TP_BD, EQ, DY, TP, EQ_BD | The attribute is used for an exchange of the EIC code (Energy identification Code). The length of the string is 16 characters as defined by the EIC code.
4 | PhaseTapChangerTable | energyIdentCodeEic | str |  | FALSE | 16 | TP_BD, EQ, TP, EQ_BD | The attribute is used for an exchange of the EIC code (Energy identification Code). The length of the string is 16 characters as defined by the EIC code.
5 | PhaseTapChangerTable | aggregate | bool |  | FALSE | 65536 | TP_BD, DL, SSH, EQ, DY, TP, EQ_BD, GL, SV | Aggregate identifier
6 | PhaseTapChangerTable | PhaseTapChangerTabular | PhaseTapChanger |  | FALSE | 65536 | EQ | The phase tap changers to which this phase tap table applies.
0 | PhaseTapChangerTabular | rdfid | str |  | FALSE | 65536 | TP_BD, DL, SSH, EQ, DY, TP, EQ_BD, GL, SV | Master resource identifier issued by a model authority. The mRID is globally unique within an exchange context. Global uniqueness is easily achieved by using a UUID, as specified in RFC 4122, for the mRID. The use of UUID is strongly recommended.
1 | PhaseTapChangerTabular | name | str |  | FALSE | 65536 | TP_BD, DL, SSH, EQ, DY, TP, EQ_BD, GL, SV | The name is any free human readable and possibly non unique text naming the object.
2 | PhaseTapChangerTabular | shortName | str |  | FALSE | 12 | TP_BD, EQ, TP, EQ_BD | The attribute is used for an exchange of a human readable short name with length of the string 12 characters maximum.
3 | PhaseTapChangerTabular | description | str |  | FALSE | 65536 | TP_BD, EQ, DY, TP, EQ_BD | The attribute is used for an exchange of the EIC code (Energy identification Code). The length of the string is 16 characters as defined by the EIC code.
4 | PhaseTapChangerTabular | energyIdentCodeEic | str |  | FALSE | 16 | TP_BD, EQ, TP, EQ_BD | The attribute is used for an exchange of the EIC code (Energy identification Code). The length of the string is 16 characters as defined by the EIC code.
5 | PhaseTapChangerTabular | aggregate | bool |  | FALSE | 65536 | TP_BD, DL, SSH, EQ, DY, TP, EQ_BD, GL, SV | Aggregate identifier
6 | PhaseTapChangerTabular | controlEnabled | bool |  | FALSE | 65536 | SSH | controlEnabled.
7 | PhaseTapChangerTabular | step | int |  | FALSE | 65536 | SSH | step
8 | PhaseTapChangerTabular | highStep | int |  | FALSE | 65536 | EQ | Highest possible tap step position, advance from neutral. The attribute shall be greater than lowStep.
9 | PhaseTapChangerTabular | lowStep | int |  | FALSE | 65536 | EQ | Lowest possible tap step position, retard from neutral.
10 | PhaseTapChangerTabular | ltcFlag | bool |  | FALSE | 65536 | EQ | Specifies whether or not a TapChanger has load tap changing capabilities.
11 | PhaseTapChangerTabular | neutralStep | int |  | FALSE | 65536 | EQ | The neutral tap step position for this winding. The attribute shall be equal or greater than lowStep and equal or less than highStep.
12 | PhaseTapChangerTabular | neutralU | float |  | FALSE | 65536 | EQ | Voltage at which the winding operates at the neutral tap setting.
13 | PhaseTapChangerTabular | normalStep | int |  | FALSE | 65536 | EQ | The tap step position used in 'normal' network operation for this winding. For a 'Fixed' tap changer indicates the current physical tap setting. The attribute shall be equal or greater than lowStep and equal or less than highStep.
14 | PhaseTapChangerTabular | TapChangerControl | TapChangerControl |  | FALSE | 65536 | EQ | .
15 | PhaseTapChangerTabular | TransformerEnd | PowerTransformerEnd |  | TRUE | 65536 | EQ | Ratio tap changer associated with this transformer end.
16 | PhaseTapChangerTabular | PhaseTapChangerTable | PhaseTapChangerTable |  | FALSE | 65536 | EQ | The phase tap changer table for this phase tap changer.
0 | EnergyConsumer | rdfid | str |  | FALSE | 65536 | TP_BD, DL, SSH, EQ, DY, TP, EQ_BD, GL, SV | Master resource identifier issued by a model authority. The mRID is globally unique within an exchange context. Global uniqueness is easily achieved by using a UUID, as specified in RFC 4122, for the mRID. The use of UUID is strongly recommended.
1 | EnergyConsumer | name | str |  | FALSE | 65536 | TP_BD, DL, SSH, EQ, DY, TP, EQ_BD, GL, SV | The name is any free human readable and possibly non unique text naming the object.
2 | EnergyConsumer | shortName | str |  | FALSE | 12 | TP_BD, EQ, TP, EQ_BD | The attribute is used for an exchange of a human readable short name with length of the string 12 characters maximum.
3 | EnergyConsumer | description | str |  | FALSE | 65536 | TP_BD, EQ, DY, TP, EQ_BD | The attribute is used for an exchange of the EIC code (Energy identification Code). The length of the string is 16 characters as defined by the EIC code.
4 | EnergyConsumer | energyIdentCodeEic | str |  | FALSE | 16 | TP_BD, EQ, TP, EQ_BD | The attribute is used for an exchange of the EIC code (Energy identification Code). The length of the string is 16 characters as defined by the EIC code.
5 | EnergyConsumer | aggregate | bool |  | FALSE | 65536 | EQ | aggregate
6 | EnergyConsumer | EquipmentContainer | EquipmentContainer |  | FALSE | 65536 | EQ, EQ_BD | EquipmentContainer
7 | EnergyConsumer | OperationalLimitSet | OperationalLimitSet |  | FALSE | 65536 | EQ | OperationalLimitSet
8 | EnergyConsumer | BaseVoltage | BaseVoltage |  | FALSE | 65536 | EQ | BaseVoltage
9 | EnergyConsumer | pfixed | float | MW | FALSE | 65536 | EQ | Active power of the load that is a fixed quantity. Load sign convention is used, i.e. positive sign means flow out from a node.
10 | EnergyConsumer | pfixedPct | float | % | FALSE | 65536 | EQ | Fixed active power as per cent of load group fixed active power. Load sign convention is used, i.e. positive sign means flow out from a node.
11 | EnergyConsumer | qfixed | float | MVAr | FALSE | 65536 | EQ | Reactive power of the load that is a fixed quantity. Load sign convention is used, i.e. positive sign means flow out from a node.
12 | EnergyConsumer | qfixedPct | float | % | FALSE | 65536 | EQ | Fixed reactive power as per cent of load group fixed reactive power. Load sign convention is used, i.e. positive sign means flow out from a node.
13 | EnergyConsumer | p | float | MW | FALSE | 65536 | SSH |  | Out of the standard
14 | EnergyConsumer | q | float | MVAr | FALSE | 65536 | SSH |  | Out of the standard
15 | EnergyConsumer | LoadResponse | LoadResponseCharacteristic |  | FALSE | 65536 | EQ
0 | EnergyArea | rdfid | str |  | FALSE | 65536 | TP_BD, DL, SSH, EQ, DY, TP, EQ_BD, GL, SV | Master resource identifier issued by a model authority. The mRID is globally unique within an exchange context. Global uniqueness is easily achieved by using a UUID, as specified in RFC 4122, for the mRID. The use of UUID is strongly recommended.
1 | EnergyArea | name | str |  | FALSE | 65536 | TP_BD, DL, SSH, EQ, DY, TP, EQ_BD, GL, SV | The name is any free human readable and possibly non unique text naming the object.
2 | EnergyArea | shortName | str |  | FALSE | 12 | TP_BD, EQ, TP, EQ_BD | The attribute is used for an exchange of a human readable short name with length of the string 12 characters maximum.
3 | EnergyArea | description | str |  | FALSE | 65536 | TP_BD, EQ, DY, TP, EQ_BD | The attribute is used for an exchange of the EIC code (Energy identification Code). The length of the string is 16 characters as defined by the EIC code.
4 | EnergyArea | energyIdentCodeEic | str |  | FALSE | 16 | TP_BD, EQ, TP, EQ_BD | The attribute is used for an exchange of the EIC code (Energy identification Code). The length of the string is 16 characters as defined by the EIC code.
5 | EnergyArea | aggregate | bool |  | FALSE | 65536 | TP_BD, DL, SSH, EQ, DY, TP, EQ_BD, GL, SV | Aggregate identifier
0 | ConformLoad | rdfid | str |  | FALSE | 65536 | TP_BD, DL, SSH, EQ, DY, TP, EQ_BD, GL, SV | Master resource identifier issued by a model authority. The mRID is globally unique within an exchange context. Global uniqueness is easily achieved by using a UUID, as specified in RFC 4122, for the mRID. The use of UUID is strongly recommended.
1 | ConformLoad | name | str |  | FALSE | 65536 | TP_BD, DL, SSH, EQ, DY, TP, EQ_BD, GL, SV | The name is any free human readable and possibly non unique text naming the object.
2 | ConformLoad | shortName | str |  | FALSE | 12 | TP_BD, EQ, TP, EQ_BD | The attribute is used for an exchange of a human readable short name with length of the string 12 characters maximum.
3 | ConformLoad | description | str |  | FALSE | 65536 | TP_BD, EQ, DY, TP, EQ_BD | The attribute is used for an exchange of the EIC code (Energy identification Code). The length of the string is 16 characters as defined by the EIC code.
4 | ConformLoad | energyIdentCodeEic | str |  | FALSE | 16 | TP_BD, EQ, TP, EQ_BD | The attribute is used for an exchange of the EIC code (Energy identification Code). The length of the string is 16 characters as defined by the EIC code.
5 | ConformLoad | aggregate | bool |  | FALSE | 65536 | EQ | aggregate
6 | ConformLoad | EquipmentContainer | EquipmentContainer |  | FALSE | 65536 | EQ, EQ_BD | EquipmentContainer
7 | ConformLoad | OperationalLimitSet | OperationalLimitSet |  | FALSE | 65536 | EQ | OperationalLimitSet
8 | ConformLoad | BaseVoltage | BaseVoltage |  | FALSE | 65536 | EQ | BaseVoltage
9 | ConformLoad | pfixed | float | MW | FALSE | 65536 | EQ | Active power of the load that is a fixed quantity. Load sign convention is used, i.e. positive sign means flow out from a node.
10 | ConformLoad | pfixedPct | float | % | FALSE | 65536 | EQ | Fixed active power as per cent of load group fixed active power. Load sign convention is used, i.e. positive sign means flow out from a node.
11 | ConformLoad | qfixed | float | MVAr | FALSE | 65536 | EQ | Reactive power of the load that is a fixed quantity. Load sign convention is used, i.e. positive sign means flow out from a node.
12 | ConformLoad | qfixedPct | float | % | FALSE | 65536 | EQ | Fixed reactive power as per cent of load group fixed reactive power. Load sign convention is used, i.e. positive sign means flow out from a node.
13 | ConformLoad | p | float | MW | FALSE | 65536 | SSH |  | Out of the standard
14 | ConformLoad | q | float | MVAr | FALSE | 65536 | SSH |  | Out of the standard
15 | ConformLoad | LoadResponse | LoadResponseCharacteristic |  | FALSE | 65536 | EQ
16 | ConformLoad | LoadGroup | ConformLoadGroup |  | FALSE | 65536 | EQ
0 | ConformLoadGroup | rdfid | str |  | FALSE | 65536 | TP_BD, DL, SSH, EQ, DY, TP, EQ_BD, GL, SV | Master resource identifier issued by a model authority. The mRID is globally unique within an exchange context. Global uniqueness is easily achieved by using a UUID, as specified in RFC 4122, for the mRID. The use of UUID is strongly recommended.
1 | ConformLoadGroup | name | str |  | FALSE | 65536 | TP_BD, DL, SSH, EQ, DY, TP, EQ_BD, GL, SV | The name is any free human readable and possibly non unique text naming the object.
2 | ConformLoadGroup | shortName | str |  | FALSE | 12 | TP_BD, EQ, TP, EQ_BD | The attribute is used for an exchange of a human readable short name with length of the string 12 characters maximum.
3 | ConformLoadGroup | description | str |  | FALSE | 65536 | TP_BD, EQ, DY, TP, EQ_BD | The attribute is used for an exchange of the EIC code (Energy identification Code). The length of the string is 16 characters as defined by the EIC code.
4 | ConformLoadGroup | energyIdentCodeEic | str |  | FALSE | 16 | TP_BD, EQ, TP, EQ_BD | The attribute is used for an exchange of the EIC code (Energy identification Code). The length of the string is 16 characters as defined by the EIC code.
5 | ConformLoadGroup | aggregate | bool |  | FALSE | 65536 | TP_BD, DL, SSH, EQ, DY, TP, EQ_BD, GL, SV | Aggregate identifier
6 | ConformLoadGroup | SubLoadArea | SubLoadArea |  | FALSE | 65536 | EQ
0 | NonConformLoad | rdfid | str |  | FALSE | 65536 | TP_BD, DL, SSH, EQ, DY, TP, EQ_BD, GL, SV | Master resource identifier issued by a model authority. The mRID is globally unique within an exchange context. Global uniqueness is easily achieved by using a UUID, as specified in RFC 4122, for the mRID. The use of UUID is strongly recommended.
1 | NonConformLoad | name | str |  | FALSE | 65536 | TP_BD, DL, SSH, EQ, DY, TP, EQ_BD, GL, SV | The name is any free human readable and possibly non unique text naming the object.
2 | NonConformLoad | shortName | str |  | FALSE | 12 | TP_BD, EQ, TP, EQ_BD | The attribute is used for an exchange of a human readable short name with length of the string 12 characters maximum.
3 | NonConformLoad | description | str |  | FALSE | 65536 | TP_BD, EQ, DY, TP, EQ_BD | The attribute is used for an exchange of the EIC code (Energy identification Code). The length of the string is 16 characters as defined by the EIC code.
4 | NonConformLoad | energyIdentCodeEic | str |  | FALSE | 16 | TP_BD, EQ, TP, EQ_BD | The attribute is used for an exchange of the EIC code (Energy identification Code). The length of the string is 16 characters as defined by the EIC code.
5 | NonConformLoad | aggregate | bool |  | FALSE | 65536 | EQ | aggregate
6 | NonConformLoad | EquipmentContainer | EquipmentContainer |  | FALSE | 65536 | EQ, EQ_BD | EquipmentContainer
7 | NonConformLoad | OperationalLimitSet | OperationalLimitSet |  | FALSE | 65536 | EQ | OperationalLimitSet
8 | NonConformLoad | BaseVoltage | BaseVoltage |  | FALSE | 65536 | EQ | BaseVoltage
9 | NonConformLoad | pfixed | float | MW | FALSE | 65536 | EQ | Active power of the load that is a fixed quantity. Load sign convention is used, i.e. positive sign means flow out from a node.
10 | NonConformLoad | pfixedPct | float | % | FALSE | 65536 | EQ | Fixed active power as per cent of load group fixed active power. Load sign convention is used, i.e. positive sign means flow out from a node.
11 | NonConformLoad | qfixed | float | MVAr | FALSE | 65536 | EQ | Reactive power of the load that is a fixed quantity. Load sign convention is used, i.e. positive sign means flow out from a node.
12 | NonConformLoad | qfixedPct | float | % | FALSE | 65536 | EQ | Fixed reactive power as per cent of load group fixed reactive power. Load sign convention is used, i.e. positive sign means flow out from a node.
13 | NonConformLoad | p | float | MW | FALSE | 65536 | SSH |  | Out of the standard
14 | NonConformLoad | q | float | MVAr | FALSE | 65536 | SSH |  | Out of the standard
15 | NonConformLoad | LoadResponse | LoadResponseCharacteristic |  | FALSE | 65536 | EQ
16 | NonConformLoad | LoadGroup | NonConformLoadGroup |  | FALSE | 65536 | EQ
0 | NonConformLoadGroup | rdfid | str |  | FALSE | 65536 | TP_BD, DL, SSH, EQ, DY, TP, EQ_BD, GL, SV | Master resource identifier issued by a model authority. The mRID is globally unique within an exchange context. Global uniqueness is easily achieved by using a UUID, as specified in RFC 4122, for the mRID. The use of UUID is strongly recommended.
1 | NonConformLoadGroup | name | str |  | FALSE | 65536 | TP_BD, DL, SSH, EQ, DY, TP, EQ_BD, GL, SV | The name is any free human readable and possibly non unique text naming the object.
2 | NonConformLoadGroup | shortName | str |  | FALSE | 12 | TP_BD, EQ, TP, EQ_BD | The attribute is used for an exchange of a human readable short name with length of the string 12 characters maximum.
3 | NonConformLoadGroup | description | str |  | FALSE | 65536 | TP_BD, EQ, DY, TP, EQ_BD | The attribute is used for an exchange of the EIC code (Energy identification Code). The length of the string is 16 characters as defined by the EIC code.
4 | NonConformLoadGroup | energyIdentCodeEic | str |  | FALSE | 16 | TP_BD, EQ, TP, EQ_BD | The attribute is used for an exchange of the EIC code (Energy identification Code). The length of the string is 16 characters as defined by the EIC code.
5 | NonConformLoadGroup | aggregate | bool |  | FALSE | 65536 | TP_BD, DL, SSH, EQ, DY, TP, EQ_BD, GL, SV | Aggregate identifier
6 | NonConformLoadGroup | SubLoadArea | SubLoadArea |  | FALSE | 65536 | EQ
0 | LoadResponseCharacteristic | rdfid | str |  | FALSE | 65536 | TP_BD, DL, SSH, EQ, DY, TP, EQ_BD, GL, SV | Master resource identifier issued by a model authority. The mRID is globally unique within an exchange context. Global uniqueness is easily achieved by using a UUID, as specified in RFC 4122, for the mRID. The use of UUID is strongly recommended.
1 | LoadResponseCharacteristic | name | str |  | FALSE | 65536 | TP_BD, DL, SSH, EQ, DY, TP, EQ_BD, GL, SV | The name is any free human readable and possibly non unique text naming the object.
2 | LoadResponseCharacteristic | shortName | str |  | FALSE | 12 | TP_BD, EQ, TP, EQ_BD | The attribute is used for an exchange of a human readable short name with length of the string 12 characters maximum.
3 | LoadResponseCharacteristic | description | str |  | FALSE | 65536 | TP_BD, EQ, DY, TP, EQ_BD | The attribute is used for an exchange of the EIC code (Energy identification Code). The length of the string is 16 characters as defined by the EIC code.
4 | LoadResponseCharacteristic | energyIdentCodeEic | str |  | FALSE | 16 | TP_BD, EQ, TP, EQ_BD | The attribute is used for an exchange of the EIC code (Energy identification Code). The length of the string is 16 characters as defined by the EIC code.
5 | LoadResponseCharacteristic | aggregate | bool |  | FALSE | 65536 | TP_BD, DL, SSH, EQ, DY, TP, EQ_BD, GL, SV | Aggregate identifier
6 | LoadResponseCharacteristic | exponentModel | bool |  | TRUE | 65536 | EQ | Indicates the exponential voltage dependency model is to be used. If false, the coefficient model is to be used. The exponential voltage dependency model consist of the attributes - pVoltageExponent - qVoltageExponent. The coefficient model consist of the attributes - pConstantImpedance - pConstantCurrent - pConstantPower - qConstantImpedance - qConstantCurrent - qConstantPower.The sum of pConstantImpedance, pConstantCurrent and pConstantPower shall equal 1. The sum of qConstantImpedance, qConstantCurrent and qConstantPower shall equal 1.
7 | LoadResponseCharacteristic | pVoltageExponent | float |  | FALSE | 65536 | EQ | Exponent of per unit voltage effecting real power.
8 | LoadResponseCharacteristic | qVoltageExponent | float |  | FALSE | 65536 | EQ | Exponent of per unit voltage effecting reactive power.
9 | LoadResponseCharacteristic | pFrequencyExponent | float |  | FALSE | 65536 | EQ | Exponent of per unit frequency effecting active power.
10 | LoadResponseCharacteristic | qFrequencyExponent | float |  | FALSE | 65536 | EQ | Exponent of per unit frequency effecting reactive power.
11 | LoadResponseCharacteristic | pConstantImpedance | float |  | FALSE | 65536 | EQ | Portion of active power load modeled as constant impedance.
12 | LoadResponseCharacteristic | pConstantCurrent | float |  | FALSE | 65536 | EQ | Portion of active power load modeled as constant current.
13 | LoadResponseCharacteristic | pConstantPower | float |  | FALSE | 65536 | EQ | Portion of active power load modeled as constant power.
14 | LoadResponseCharacteristic | qConstantImpedance | float |  | FALSE | 65536 | EQ | Portion of reactive power load modeled as constant impedance.
15 | LoadResponseCharacteristic | qConstantCurrent | float |  | FALSE | 65536 | EQ | Portion of reactive power load modeled as constant current.
16 | LoadResponseCharacteristic | qConstantPower | float |  | FALSE | 65536 | EQ | Portion of reactive power load modeled as constant power.
0 | EnergySchedulingType | rdfid | str |  | FALSE | 65536 | TP_BD, DL, SSH, EQ, DY, TP, EQ_BD, GL, SV | Master resource identifier issued by a model authority. The mRID is globally unique within an exchange context. Global uniqueness is easily achieved by using a UUID, as specified in RFC 4122, for the mRID. The use of UUID is strongly recommended.
1 | EnergySchedulingType | name | str |  | FALSE | 65536 | TP_BD, DL, SSH, EQ, DY, TP, EQ_BD, GL, SV | The name is any free human readable and possibly non unique text naming the object.
2 | EnergySchedulingType | shortName | str |  | FALSE | 12 | TP_BD, EQ, TP, EQ_BD | The attribute is used for an exchange of a human readable short name with length of the string 12 characters maximum.
3 | EnergySchedulingType | description | str |  | FALSE | 65536 | TP_BD, EQ, DY, TP, EQ_BD | The attribute is used for an exchange of the EIC code (Energy identification Code). The length of the string is 16 characters as defined by the EIC code.
4 | EnergySchedulingType | energyIdentCodeEic | str |  | FALSE | 16 | TP_BD, EQ, TP, EQ_BD | The attribute is used for an exchange of the EIC code (Energy identification Code). The length of the string is 16 characters as defined by the EIC code.
5 | EnergySchedulingType | aggregate | bool |  | FALSE | 65536 | TP_BD, DL, SSH, EQ, DY, TP, EQ_BD, GL, SV | Aggregate identifier
6 | EnergySchedulingType | EnergySource | TopologicalNode |  | FALSE | 65536 | EQ, EQ_BD
0 | LoadGroup | rdfid | str |  | FALSE | 65536 | TP_BD, DL, SSH, EQ, DY, TP, EQ_BD, GL, SV | Master resource identifier issued by a model authority. The mRID is globally unique within an exchange context. Global uniqueness is easily achieved by using a UUID, as specified in RFC 4122, for the mRID. The use of UUID is strongly recommended.
1 | LoadGroup | name | str |  | FALSE | 65536 | TP_BD, DL, SSH, EQ, DY, TP, EQ_BD, GL, SV | The name is any free human readable and possibly non unique text naming the object.
2 | LoadGroup | shortName | str |  | FALSE | 12 | TP_BD, EQ, TP, EQ_BD | The attribute is used for an exchange of a human readable short name with length of the string 12 characters maximum.
3 | LoadGroup | description | str |  | FALSE | 65536 | TP_BD, EQ, DY, TP, EQ_BD | The attribute is used for an exchange of the EIC code (Energy identification Code). The length of the string is 16 characters as defined by the EIC code.
4 | LoadGroup | energyIdentCodeEic | str |  | FALSE | 16 | TP_BD, EQ, TP, EQ_BD | The attribute is used for an exchange of the EIC code (Energy identification Code). The length of the string is 16 characters as defined by the EIC code.
5 | LoadGroup | aggregate | bool |  | FALSE | 65536 | TP_BD, DL, SSH, EQ, DY, TP, EQ_BD, GL, SV | Aggregate identifier
0 | LoadArea | rdfid | str |  | FALSE | 65536 | TP_BD, DL, SSH, EQ, DY, TP, EQ_BD, GL, SV | Master resource identifier issued by a model authority. The mRID is globally unique within an exchange context. Global uniqueness is easily achieved by using a UUID, as specified in RFC 4122, for the mRID. The use of UUID is strongly recommended.
1 | LoadArea | name | str |  | FALSE | 65536 | TP_BD, DL, SSH, EQ, DY, TP, EQ_BD, GL, SV | The name is any free human readable and possibly non unique text naming the object.
2 | LoadArea | shortName | str |  | FALSE | 12 | TP_BD, EQ, TP, EQ_BD | The attribute is used for an exchange of a human readable short name with length of the string 12 characters maximum.
3 | LoadArea | description | str |  | FALSE | 65536 | TP_BD, EQ, DY, TP, EQ_BD | The attribute is used for an exchange of the EIC code (Energy identification Code). The length of the string is 16 characters as defined by the EIC code.
4 | LoadArea | energyIdentCodeEic | str |  | FALSE | 16 | TP_BD, EQ, TP, EQ_BD | The attribute is used for an exchange of the EIC code (Energy identification Code). The length of the string is 16 characters as defined by the EIC code.
5 | LoadArea | aggregate | bool |  | FALSE | 65536 | TP_BD, DL, SSH, EQ, DY, TP, EQ_BD, GL, SV | Aggregate identifier
0 | SubLoadArea | rdfid | str |  | FALSE | 65536 | TP_BD, DL, SSH, EQ, DY, TP, EQ_BD, GL, SV | Master resource identifier issued by a model authority. The mRID is globally unique within an exchange context. Global uniqueness is easily achieved by using a UUID, as specified in RFC 4122, for the mRID. The use of UUID is strongly recommended.
1 | SubLoadArea | name | str |  | FALSE | 65536 | TP_BD, DL, SSH, EQ, DY, TP, EQ_BD, GL, SV | The name is any free human readable and possibly non unique text naming the object.
2 | SubLoadArea | shortName | str |  | FALSE | 12 | TP_BD, EQ, TP, EQ_BD | The attribute is used for an exchange of a human readable short name with length of the string 12 characters maximum.
3 | SubLoadArea | description | str |  | FALSE | 65536 | TP_BD, EQ, DY, TP, EQ_BD | The attribute is used for an exchange of the EIC code (Energy identification Code). The length of the string is 16 characters as defined by the EIC code.
4 | SubLoadArea | energyIdentCodeEic | str |  | FALSE | 16 | TP_BD, EQ, TP, EQ_BD | The attribute is used for an exchange of the EIC code (Energy identification Code). The length of the string is 16 characters as defined by the EIC code.
5 | SubLoadArea | aggregate | bool |  | FALSE | 65536 | TP_BD, DL, SSH, EQ, DY, TP, EQ_BD, GL, SV | Aggregate identifier
6 | SubLoadArea | LoadArea | LoadArea |  | FALSE | 65536 | EQ
0 | RegulatingControl | rdfid | str |  | FALSE | 65536 | TP_BD, DL, SSH, EQ, DY, TP, EQ_BD, GL, SV | Master resource identifier issued by a model authority. The mRID is globally unique within an exchange context. Global uniqueness is easily achieved by using a UUID, as specified in RFC 4122, for the mRID. The use of UUID is strongly recommended.
1 | RegulatingControl | name | str |  | FALSE | 65536 | TP_BD, DL, SSH, EQ, DY, TP, EQ_BD, GL, SV | The name is any free human readable and possibly non unique text naming the object.
2 | RegulatingControl | shortName | str |  | FALSE | 12 | TP_BD, EQ, TP, EQ_BD | The attribute is used for an exchange of a human readable short name with length of the string 12 characters maximum.
3 | RegulatingControl | description | str |  | FALSE | 65536 | TP_BD, EQ, DY, TP, EQ_BD | The attribute is used for an exchange of the EIC code (Energy identification Code). The length of the string is 16 characters as defined by the EIC code.
4 | RegulatingControl | energyIdentCodeEic | str |  | FALSE | 16 | TP_BD, EQ, TP, EQ_BD | The attribute is used for an exchange of the EIC code (Energy identification Code). The length of the string is 16 characters as defined by the EIC code.
5 | RegulatingControl | aggregate | bool |  | FALSE | 65536 | TP_BD, DL, SSH, EQ, DY, TP, EQ_BD, GL, SV | Aggregate identifier
6 | RegulatingControl | mode | enum RegulatingControlModeKind |  | FALSE | 65536 | EQ | The regulating control mode presently available. This specification allows for determining the kind of regulation without need for obtaining the units from a schedule.
7 | RegulatingControl | discrete | bool |  | TRUE | 65536 | SSH | The regulation is performed in a discrete mode. This applies to equipment with discrete controls, e.g. tap changers and shunt compensators.
8 | RegulatingControl | enabled | bool |  | TRUE | 65536 | SSH | The flag tells if regulation is enabled.
9 | RegulatingControl | targetDeadband | float |  | FALSE | 65536 | SSH | This is a dead band used with discrete control to avoid excessive update of controls like tap changers and shunt compensator banks while regulating. The units of those appropriate for the mode.
10 | RegulatingControl | targetValue | float |  | FALSE | 65536 | SSH | The target value specified for case input. This value can be used for the target value without the use of schedules. The value has the units appropriate to the mode attribute.
11 | RegulatingControl | targetValueUnitMultiplier | enum UnitMultiplier |  | FALSE | 65536 | SSH | Specify the multiplier for used for the targetValue.
12 | RegulatingControl | Terminal | Terminal |  | FALSE | 65536 | EQ | The controls regulating this terminal.
0 | RatioTapChanger | rdfid | str |  | FALSE | 65536 | TP_BD, DL, SSH, EQ, DY, TP, EQ_BD, GL, SV | Master resource identifier issued by a model authority. The mRID is globally unique within an exchange context. Global uniqueness is easily achieved by using a UUID, as specified in RFC 4122, for the mRID. The use of UUID is strongly recommended.
1 | RatioTapChanger | name | str |  | FALSE | 65536 | TP_BD, DL, SSH, EQ, DY, TP, EQ_BD, GL, SV | The name is any free human readable and possibly non unique text naming the object.
2 | RatioTapChanger | shortName | str |  | FALSE | 12 | TP_BD, EQ, TP, EQ_BD | The attribute is used for an exchange of a human readable short name with length of the string 12 characters maximum.
3 | RatioTapChanger | description | str |  | FALSE | 65536 | TP_BD, EQ, DY, TP, EQ_BD | The attribute is used for an exchange of the EIC code (Energy identification Code). The length of the string is 16 characters as defined by the EIC code.
4 | RatioTapChanger | energyIdentCodeEic | str |  | FALSE | 16 | TP_BD, EQ, TP, EQ_BD | The attribute is used for an exchange of the EIC code (Energy identification Code). The length of the string is 16 characters as defined by the EIC code.
5 | RatioTapChanger | aggregate | bool |  | FALSE | 65536 | TP_BD, DL, SSH, EQ, DY, TP, EQ_BD, GL, SV | Aggregate identifier
6 | RatioTapChanger | controlEnabled | bool |  | FALSE | 65536 | SSH | controlEnabled.
7 | RatioTapChanger | step | int |  | FALSE | 65536 | SSH | step
8 | RatioTapChanger | highStep | int |  | FALSE | 65536 | EQ | Highest possible tap step position, advance from neutral. The attribute shall be greater than lowStep.
9 | RatioTapChanger | lowStep | int |  | FALSE | 65536 | EQ | Lowest possible tap step position, retard from neutral.
10 | RatioTapChanger | ltcFlag | bool |  | FALSE | 65536 | EQ | Specifies whether or not a TapChanger has load tap changing capabilities.
11 | RatioTapChanger | neutralStep | int |  | FALSE | 65536 | EQ | The neutral tap step position for this winding. The attribute shall be equal or greater than lowStep and equal or less than highStep.
12 | RatioTapChanger | neutralU | float |  | FALSE | 65536 | EQ | Voltage at which the winding operates at the neutral tap setting.
13 | RatioTapChanger | normalStep | int |  | FALSE | 65536 | EQ | The tap step position used in 'normal' network operation for this winding. For a 'Fixed' tap changer indicates the current physical tap setting. The attribute shall be equal or greater than lowStep and equal or less than highStep.
14 | RatioTapChanger | TapChangerControl | TapChangerControl |  | FALSE | 65536 | EQ | .
15 | RatioTapChanger | tculControlMode | enum TransformerControlMode |  | FALSE | 65536 | EQ | Specifies the regulation control mode (voltage or reactive) of the RatioTapChanger.
16 | RatioTapChanger | stepVoltageIncrement | float | % | FALSE | 65536 | EQ | Tap step increment, in per cent of nominal voltage, per step position.
17 | RatioTapChanger | TransformerEnd | PowerTransformerEnd |  | TRUE | 65536 | EQ | Ratio tap changer associated with this transformer end.
18 | RatioTapChanger | RatioTapChangerTable | RatioTapChangerTable |  | FALSE | 65536 | EQ | The ratio tap changer of this tap ratio table.
0 | GeneratingUnit | rdfid | str |  | FALSE | 65536 | TP_BD, DL, SSH, EQ, DY, TP, EQ_BD, GL, SV | Master resource identifier issued by a model authority. The mRID is globally unique within an exchange context. Global uniqueness is easily achieved by using a UUID, as specified in RFC 4122, for the mRID. The use of UUID is strongly recommended.
1 | GeneratingUnit | name | str |  | FALSE | 65536 | TP_BD, DL, SSH, EQ, DY, TP, EQ_BD, GL, SV | The name is any free human readable and possibly non unique text naming the object.
2 | GeneratingUnit | shortName | str |  | FALSE | 12 | TP_BD, EQ, TP, EQ_BD | The attribute is used for an exchange of a human readable short name with length of the string 12 characters maximum.
3 | GeneratingUnit | description | str |  | FALSE | 65536 | TP_BD, EQ, DY, TP, EQ_BD | The attribute is used for an exchange of the EIC code (Energy identification Code). The length of the string is 16 characters as defined by the EIC code.
4 | GeneratingUnit | energyIdentCodeEic | str |  | FALSE | 16 | TP_BD, EQ, TP, EQ_BD | The attribute is used for an exchange of the EIC code (Energy identification Code). The length of the string is 16 characters as defined by the EIC code.
5 | GeneratingUnit | aggregate | bool |  | FALSE | 65536 | TP_BD, DL, SSH, EQ, DY, TP, EQ_BD, GL, SV | Aggregate identifier
6 | GeneratingUnit | genControlSource | enum GeneratorControlSource |  | FALSE | 65536 | EQ | The ratio tap changer of this tap ratio table.
7 | GeneratingUnit | governorSCD | float | % | FALSE | 65536 | EQ | Governor Speed Changer Droop. This is the change in generator power output divided by the change in frequency normalized by the nominal power of the generator and the nominal frequency and expressed in percent and negated. A positive value of speed change droop provides additional generator output upon a drop in frequency.
8 | GeneratingUnit | initialP | float | MW | TRUE | 65536 | EQ | Default initial active power which is used to store a powerflow result for the initial active power for this unit in this network configuration.
9 | GeneratingUnit | longPF | float |  | FALSE | 65536 | EQ | Generating unit long term economic participation factor.
10 | GeneratingUnit | maximumAllowableSpinningReserve | float | MW | FALSE | 65536 | EQ | Maximum allowable spinning reserve. Spinning reserve will never be considered greater than this value regardless of the current operating point.
11 | GeneratingUnit | maxOperatingP | float | MW | TRUE | 65536 | EQ | This is the maximum operating active power limit the dispatcher can enter for this unit.
12 | GeneratingUnit | minOperatingP | float | MW | TRUE | 65536 | EQ | This is the minimum operating active power limit the dispatcher can enter for this unit.
13 | GeneratingUnit | nominalP | float | MW | FALSE | 65536 | EQ | The nominal power of the generating unit. Used to give precise meaning to percentage based attributes such as the governor speed change droop (governorSCD attribute). The attribute shall be a positive value equal or less than RotatingMachine.ratedS.
14 | GeneratingUnit | ratedGrossMaxP | float | MW | FALSE | 65536 | EQ | The unit's gross rated maximum capacity (book value).
15 | GeneratingUnit | ratedGrossMinP | float | MW | FALSE | 65536 | EQ | The gross rated minimum generation level which the unit can safely operate at while delivering power to the transmission grid.
16 | GeneratingUnit | ratedNetMaxP | float | MW | FALSE | 65536 | EQ | The net rated maximum capacity determined by subtracting the auxiliary power used to operate the internal plant machinery from the rated gross maximum capacity.
17 | GeneratingUnit | shortPF | float |  | FALSE | 65536 | EQ | Generating unit short term economic participation factor.
18 | GeneratingUnit | startupCost | float | € | FALSE | 65536 | EQ | The initial startup cost incurred for each start of the GeneratingUnit.
19 | GeneratingUnit | variableCost | float | € | FALSE | 65536 | EQ | The variable cost component of production per unit of ActivePower.
20 | GeneratingUnit | totalEfficiency | float | % | FALSE | 65536 | EQ | The efficiency of the unit in converting the fuel into electrical energy.
21 | GeneratingUnit | normalPF | float |  | FALSE | 65536 | SSH | Generating unit economic participation factor..
22 | GeneratingUnit | EquipmentContainer | IdentifiedObject |  | FALSE | 65536 | EQ
0 | SynchronousMachine | rdfid | str |  | FALSE | 65536 | TP_BD, DL, SSH, EQ, DY, TP, EQ_BD, GL, SV | Master resource identifier issued by a model authority. The mRID is globally unique within an exchange context. Global uniqueness is easily achieved by using a UUID, as specified in RFC 4122, for the mRID. The use of UUID is strongly recommended.
1 | SynchronousMachine | name | str |  | FALSE | 65536 | TP_BD, DL, SSH, EQ, DY, TP, EQ_BD, GL, SV | The name is any free human readable and possibly non unique text naming the object.
2 | SynchronousMachine | shortName | str |  | FALSE | 12 | TP_BD, EQ, TP, EQ_BD | The attribute is used for an exchange of a human readable short name with length of the string 12 characters maximum.
3 | SynchronousMachine | description | str |  | FALSE | 65536 | TP_BD, EQ, DY, TP, EQ_BD | The attribute is used for an exchange of the EIC code (Energy identification Code). The length of the string is 16 characters as defined by the EIC code.
4 | SynchronousMachine | energyIdentCodeEic | str |  | FALSE | 16 | TP_BD, EQ, TP, EQ_BD | The attribute is used for an exchange of the EIC code (Energy identification Code). The length of the string is 16 characters as defined by the EIC code.
5 | SynchronousMachine | aggregate | bool |  | FALSE | 65536 | EQ | aggregate
6 | SynchronousMachine | EquipmentContainer | IdentifiedObject |  | FALSE | 65536 | EQ
7 | SynchronousMachine | OperationalLimitSet | OperationalLimitSet |  | FALSE | 65536 | EQ | OperationalLimitSet
8 | SynchronousMachine | BaseVoltage | BaseVoltage |  | FALSE | 65536 | EQ
9 | SynchronousMachine | controlEnabled | bool |  | FALSE | 65536 | SSH
10 | SynchronousMachine | RegulatingControl | RegulatingControl |  | FALSE | 65536 | EQ
11 | SynchronousMachine | p | float | MW | FALSE | 65536 | SSH
12 | SynchronousMachine | q | float | MVAr | FALSE | 65536 | SSH
13 | SynchronousMachine | GeneratingUnit | GeneratingUnit |  | FALSE | 65536 | EQ
14 | SynchronousMachine | HydroPump | HydroPump |  | FALSE | 65536 | EQ | HydroPump
15 | SynchronousMachine | ratedPowerFactor | float |  | FALSE | 65536 | EQ | Power factor (nameplate data). It is primarily used for short circuit data exchange according to IEC 60909.
16 | SynchronousMachine | ratedS | float | MVA | FALSE | 65536 | EQ | Nameplate apparent power rating for the unit. The attribute shall have a positive value.
17 | SynchronousMachine | ratedU | float | kV | FALSE | 65536 | EQ | Rated voltage (nameplate data, Ur in IEC 60909-0). It is primarily used for short circuit data exchange according to IEC 60909.
18 | SynchronousMachine | earthing | bool |  | FALSE | 65536 | EQ | Indicates whether or not the generator is earthed. Used for short circuit data exchange according to IEC 60909
19 | SynchronousMachine | earthingStarPointR | float | ohm | FALSE | 65536 | EQ | Generator star point earthing resistance (Re). Used for short circuit data exchange according to IEC 60909
20 | SynchronousMachine | earthingStarPointX | float | ohm | FALSE | 65536 | EQ | Generator star point earthing reactance (Xe). Used for short circuit data exchange according to IEC 60909
21 | SynchronousMachine | ikk | float | A | FALSE | 65536 | EQ | Steady-state short-circuit current (in A for the profile) of generator with compound excitation during 3-phase short circuit. - Ikk=0: Generator with no compound excitation. - Ikk?0: Generator with compound excitation. Ikk is used to calculate the minimum steady-state short-circuit current for generators with compound excitation (Section 4.6.1.2 in the IEC 60909-0) Used only for single fed short circuit on a generator. (Section 4.3.4.2. in the IEC 60909-0)
22 | SynchronousMachine | maxQ | float | MVAr | FALSE | 65536 | EQ | Maximum reactive power limit. This is the maximum (nameplate) limit for the unit.
23 | SynchronousMachine | minQ | float | MVAr | FALSE | 65536 | EQ | Minimum reactive power limit for the unit.
24 | SynchronousMachine | mu | float |  | FALSE | 65536 | EQ | Factor to calculate the breaking current (Section 4.5.2.1 in the IEC 60909-0). Used only for single fed short circuit on a generator (Section 4.3.4.2. in the IEC 60909-0).
25 | SynchronousMachine | qPercent | float |  | FALSE | 65536 | EQ | Percent of the coordinated reactive control that comes from this machine.
26 | SynchronousMachine | r | float | ohm | FALSE | 65536 | EQ | Equivalent resistance (RG) of generator. RG is considered for the calculation of all currents, except for the calculation of the peak current ip. Used for short circuit data exchange according to IEC 60909
27 | SynchronousMachine | r0 | float | p.u. | FALSE | 65536 | EQ | Zero sequence resistance of the synchronous machine.
28 | SynchronousMachine | r2 | float | p.u. | FALSE | 65536 | EQ | Negative sequence resistance.
29 | SynchronousMachine | x0 | float | p.u. | FALSE | 65536 | EQ | Zero sequence reactance of the synchronous machine.
30 | SynchronousMachine | x2 | float | p.u. | FALSE | 65536 | EQ | Negative sequence reactance.
31 | SynchronousMachine | satDirectSubtransX | float | p.u. | FALSE | 65536 | EQ | Direct-axis subtransient reactance saturated, also known as Xd''sat.
32 | SynchronousMachine | satDirectSyncX | float | p.u. | FALSE | 65536 | EQ | Direct-axes saturated synchronous reactance (xdsat); reciprocal of short-circuit ration. Used for short circuit data exchange, only for single fed short circuit on a generator. (Section 4.3.4.2. in the IEC 60909-0).
33 | SynchronousMachine | satDirectTransX | float | p.u. | FALSE | 65536 | EQ | Saturated Direct-axis transient reactance. The attribute is primarily used for short circuit calculations according to ANSI.
34 | SynchronousMachine | shortCircuitRotorType | enum ShortCircuitRotorKind |  | FALSE | 65536 | EQ | Type of rotor, used by short circuit applications, only for single fed short circuit according to IEC 60909.
35 | SynchronousMachine | type | enum SynchronousMachineKind |  | FALSE | 65536 | EQ | Modes that this synchronous machine can operate in.
36 | SynchronousMachine | voltageRegulationRange | float | % | FALSE | 65536 | EQ | Range of generator voltage regulation (PG in the IEC 60909-0) used for calculation of the impedance correction factor KG defined in IEC 60909-0 This attribute is used to describe the operating voltage of the generating unit.
37 | SynchronousMachine | operatingMode | enum SynchronousMachineOperatingMode |  | FALSE | 65536 | SSH
38 | SynchronousMachine | referencePriority | int |  | FALSE | 65536 | SSH | Tells if this generator is marked as a slack generator (1.0) or not (0.0) other numbers determine the slack share.
39 | SynchronousMachine | InitialReactiveCapabilityCurve | ReactiveCapabilityCurve |  | FALSE | 65536 | EQ | Synchronous machines using this curve as default.
0 | HydroPump | rdfid | str |  | FALSE | 65536 | TP_BD, DL, SSH, EQ, DY, TP, EQ_BD, GL, SV | Master resource identifier issued by a model authority. The mRID is globally unique within an exchange context. Global uniqueness is easily achieved by using a UUID, as specified in RFC 4122, for the mRID. The use of UUID is strongly recommended.
1 | HydroPump | name | str |  | FALSE | 65536 | TP_BD, DL, SSH, EQ, DY, TP, EQ_BD, GL, SV | The name is any free human readable and possibly non unique text naming the object.
2 | HydroPump | shortName | str |  | FALSE | 12 | TP_BD, EQ, TP, EQ_BD | The attribute is used for an exchange of a human readable short name with length of the string 12 characters maximum.
3 | HydroPump | description | str |  | FALSE | 65536 | TP_BD, EQ, DY, TP, EQ_BD | The attribute is used for an exchange of the EIC code (Energy identification Code). The length of the string is 16 characters as defined by the EIC code.
4 | HydroPump | energyIdentCodeEic | str |  | FALSE | 16 | TP_BD, EQ, TP, EQ_BD | The attribute is used for an exchange of the EIC code (Energy identification Code). The length of the string is 16 characters as defined by the EIC code.
5 | HydroPump | aggregate | bool |  | FALSE | 65536 | EQ | aggregate
6 | HydroPump | EquipmentContainer | EquipmentContainer |  | FALSE | 65536 | EQ, EQ_BD | EquipmentContainer
7 | HydroPump | OperationalLimitSet | OperationalLimitSet |  | FALSE | 65536 | EQ | OperationalLimitSet
8 | HydroPump | HydroPowerPlant | HydroPowerPlant |  | FALSE | 65536 | EQ | HydroPowerPlant
9 | HydroPump | RotatingMachine | RotatingMachine |  | FALSE | 65536 | EQ | RotatingMachine
0 | RotatingMachine | rdfid | str |  | FALSE | 65536 | TP_BD, DL, SSH, EQ, DY, TP, EQ_BD, GL, SV | Master resource identifier issued by a model authority. The mRID is globally unique within an exchange context. Global uniqueness is easily achieved by using a UUID, as specified in RFC 4122, for the mRID. The use of UUID is strongly recommended.
1 | RotatingMachine | name | str |  | FALSE | 65536 | TP_BD, DL, SSH, EQ, DY, TP, EQ_BD, GL, SV | The name is any free human readable and possibly non unique text naming the object.
2 | RotatingMachine | shortName | str |  | FALSE | 12 | TP_BD, EQ, TP, EQ_BD | The attribute is used for an exchange of a human readable short name with length of the string 12 characters maximum.
3 | RotatingMachine | description | str |  | FALSE | 65536 | TP_BD, EQ, DY, TP, EQ_BD | The attribute is used for an exchange of the EIC code (Energy identification Code). The length of the string is 16 characters as defined by the EIC code.
4 | RotatingMachine | energyIdentCodeEic | str |  | FALSE | 16 | TP_BD, EQ, TP, EQ_BD | The attribute is used for an exchange of the EIC code (Energy identification Code). The length of the string is 16 characters as defined by the EIC code.
5 | RotatingMachine | aggregate | bool |  | FALSE | 65536 | EQ | aggregate
6 | RotatingMachine | EquipmentContainer | EquipmentContainer |  | FALSE | 65536 | EQ, EQ_BD | EquipmentContainer
7 | RotatingMachine | OperationalLimitSet | OperationalLimitSet |  | FALSE | 65536 | EQ | OperationalLimitSet
8 | RotatingMachine | BaseVoltage | BaseVoltage |  | FALSE | 65536 | EQ | BaseVoltage
9 | RotatingMachine | controlEnabled | bool |  | FALSE | 65536 | SSH
10 | RotatingMachine | RegulatingControl | RegulatingControl |  | FALSE | 65536 | EQ | RegulatingControl
11 | RotatingMachine | p | float | MW | FALSE | 65536 | SSH
12 | RotatingMachine | q | float | MVAr | FALSE | 65536 | SSH
13 | RotatingMachine | GeneratingUnit | GeneratingUnit |  | FALSE | 65536 | EQ | GeneratingUnit
14 | RotatingMachine | HydroPump | HydroPump |  | FALSE | 65536 | EQ | HydroPump
15 | RotatingMachine | ratedPowerFactor | float | p.u. | FALSE | 65536 | EQ | ratedPowerFactor
16 | RotatingMachine | ratedS | float | MVA | FALSE | 65536 | EQ | ratedS
17 | RotatingMachine | ratedU | float | kV | FALSE | 65536 | EQ | ratedU
0 | HydroGeneratingUnit | rdfid | str |  | FALSE | 65536 | TP_BD, DL, SSH, EQ, DY, TP, EQ_BD, GL, SV | Master resource identifier issued by a model authority. The mRID is globally unique within an exchange context. Global uniqueness is easily achieved by using a UUID, as specified in RFC 4122, for the mRID. The use of UUID is strongly recommended.
1 | HydroGeneratingUnit | name | str |  | FALSE | 65536 | TP_BD, DL, SSH, EQ, DY, TP, EQ_BD, GL, SV | The name is any free human readable and possibly non unique text naming the object.
2 | HydroGeneratingUnit | shortName | str |  | FALSE | 12 | TP_BD, EQ, TP, EQ_BD | The attribute is used for an exchange of a human readable short name with length of the string 12 characters maximum.
3 | HydroGeneratingUnit | description | str |  | FALSE | 65536 | TP_BD, EQ, DY, TP, EQ_BD | The attribute is used for an exchange of the EIC code (Energy identification Code). The length of the string is 16 characters as defined by the EIC code.
4 | HydroGeneratingUnit | energyIdentCodeEic | str |  | FALSE | 16 | TP_BD, EQ, TP, EQ_BD | The attribute is used for an exchange of the EIC code (Energy identification Code). The length of the string is 16 characters as defined by the EIC code.
5 | HydroGeneratingUnit | aggregate | bool |  | FALSE | 65536 | TP_BD, DL, SSH, EQ, DY, TP, EQ_BD, GL, SV | Aggregate identifier
6 | HydroGeneratingUnit | genControlSource | enum GeneratorControlSource |  | FALSE | 65536 | EQ | The ratio tap changer of this tap ratio table.
7 | HydroGeneratingUnit | governorSCD | float | % | FALSE | 65536 | EQ | Governor Speed Changer Droop. This is the change in generator power output divided by the change in frequency normalized by the nominal power of the generator and the nominal frequency and expressed in percent and negated. A positive value of speed change droop provides additional generator output upon a drop in frequency.
8 | HydroGeneratingUnit | initialP | float | MW | TRUE | 65536 | EQ | Default initial active power which is used to store a powerflow result for the initial active power for this unit in this network configuration.
9 | HydroGeneratingUnit | longPF | float |  | FALSE | 65536 | EQ | Generating unit long term economic participation factor.
10 | HydroGeneratingUnit | maximumAllowableSpinningReserve | float | MW | FALSE | 65536 | EQ | Maximum allowable spinning reserve. Spinning reserve will never be considered greater than this value regardless of the current operating point.
11 | HydroGeneratingUnit | maxOperatingP | float | MW | TRUE | 65536 | EQ | This is the maximum operating active power limit the dispatcher can enter for this unit.
12 | HydroGeneratingUnit | minOperatingP | float | MW | TRUE | 65536 | EQ | This is the minimum operating active power limit the dispatcher can enter for this unit.
13 | HydroGeneratingUnit | nominalP | float | MW | FALSE | 65536 | EQ | The nominal power of the generating unit. Used to give precise meaning to percentage based attributes such as the governor speed change droop (governorSCD attribute). The attribute shall be a positive value equal or less than RotatingMachine.ratedS.
14 | HydroGeneratingUnit | ratedGrossMaxP | float | MW | FALSE | 65536 | EQ | The unit's gross rated maximum capacity (book value).
15 | HydroGeneratingUnit | ratedGrossMinP | float | MW | FALSE | 65536 | EQ | The gross rated minimum generation level which the unit can safely operate at while delivering power to the transmission grid.
16 | HydroGeneratingUnit | ratedNetMaxP | float | MW | FALSE | 65536 | EQ | The net rated maximum capacity determined by subtracting the auxiliary power used to operate the internal plant machinery from the rated gross maximum capacity.
17 | HydroGeneratingUnit | shortPF | float |  | FALSE | 65536 | EQ | Generating unit short term economic participation factor.
18 | HydroGeneratingUnit | startupCost | float | € | FALSE | 65536 | EQ | The initial startup cost incurred for each start of the GeneratingUnit.
19 | HydroGeneratingUnit | variableCost | float | € | FALSE | 65536 | EQ | The variable cost component of production per unit of ActivePower.
20 | HydroGeneratingUnit | totalEfficiency | float | % | FALSE | 65536 | EQ | The efficiency of the unit in converting the fuel into electrical energy.
21 | HydroGeneratingUnit | normalPF | float |  | FALSE | 65536 | SSH | Generating unit economic participation factor..
22 | HydroGeneratingUnit | EquipmentContainer | IdentifiedObject |  | FALSE | 65536 | EQ
23 | HydroGeneratingUnit | energyConversionCapability | enum HydroEnergyConversionKind |  | FALSE | 65536 | EQ | Energy conversion capability for generating.
24 | HydroGeneratingUnit | HydroPowerPlant | HydroPowerPlant |  | FALSE | 65536 | EQ | The hydro generating unit belongs to a hydro power plant.
0 | HydroPowerPlant | rdfid | str |  | FALSE | 65536 | TP_BD, DL, SSH, EQ, DY, TP, EQ_BD, GL, SV | Master resource identifier issued by a model authority. The mRID is globally unique within an exchange context. Global uniqueness is easily achieved by using a UUID, as specified in RFC 4122, for the mRID. The use of UUID is strongly recommended.
1 | HydroPowerPlant | name | str |  | FALSE | 65536 | TP_BD, DL, SSH, EQ, DY, TP, EQ_BD, GL, SV | The name is any free human readable and possibly non unique text naming the object.
2 | HydroPowerPlant | shortName | str |  | FALSE | 12 | TP_BD, EQ, TP, EQ_BD | The attribute is used for an exchange of a human readable short name with length of the string 12 characters maximum.
3 | HydroPowerPlant | description | str |  | FALSE | 65536 | TP_BD, EQ, DY, TP, EQ_BD | The attribute is used for an exchange of the EIC code (Energy identification Code). The length of the string is 16 characters as defined by the EIC code.
4 | HydroPowerPlant | energyIdentCodeEic | str |  | FALSE | 16 | TP_BD, EQ, TP, EQ_BD | The attribute is used for an exchange of the EIC code (Energy identification Code). The length of the string is 16 characters as defined by the EIC code.
5 | HydroPowerPlant | aggregate | bool |  | FALSE | 65536 | TP_BD, DL, SSH, EQ, DY, TP, EQ_BD, GL, SV | Aggregate identifier
6 | HydroPowerPlant | hydroPlantStorageType | enum HydroPlantStorageKind |  | FALSE | 65536 | EQ | The type of hydro power plant water storage.
0 | LinearShuntCompensator | rdfid | str |  | FALSE | 65536 | TP_BD, DL, SSH, EQ, DY, TP, EQ_BD, GL, SV | Master resource identifier issued by a model authority. The mRID is globally unique within an exchange context. Global uniqueness is easily achieved by using a UUID, as specified in RFC 4122, for the mRID. The use of UUID is strongly recommended.
1 | LinearShuntCompensator | name | str |  | FALSE | 65536 | TP_BD, DL, SSH, EQ, DY, TP, EQ_BD, GL, SV | The name is any free human readable and possibly non unique text naming the object.
2 | LinearShuntCompensator | shortName | str |  | FALSE | 12 | TP_BD, EQ, TP, EQ_BD | The attribute is used for an exchange of a human readable short name with length of the string 12 characters maximum.
3 | LinearShuntCompensator | description | str |  | FALSE | 65536 | TP_BD, EQ, DY, TP, EQ_BD | The attribute is used for an exchange of the EIC code (Energy identification Code). The length of the string is 16 characters as defined by the EIC code.
4 | LinearShuntCompensator | energyIdentCodeEic | str |  | FALSE | 16 | TP_BD, EQ, TP, EQ_BD | The attribute is used for an exchange of the EIC code (Energy identification Code). The length of the string is 16 characters as defined by the EIC code.
5 | LinearShuntCompensator | aggregate | bool |  | FALSE | 65536 | TP_BD, DL, SSH, EQ, DY, TP, EQ_BD, GL, SV | Aggregate identifier
6 | LinearShuntCompensator | aVRDelay | float | s | FALSE | 65536 | EQ | Time delay required for the device to be connected or disconnected by automatic voltage regulation (AVR).
7 | LinearShuntCompensator | grounded | bool |  | FALSE | 65536 | EQ | Used for Yn and Zn connections. True if the neutral is solidly grounded.
8 | LinearShuntCompensator | maximumSections | int |  | FALSE | 65536 | EQ | The maximum number of sections that may be switched in.
9 | LinearShuntCompensator | nomU | float | kV | FALSE | 65536 | EQ | The voltage at which the nominal reactive power may be calculated. This should normally be within 10% of the voltage at which the capacitor is connected to the network.
10 | LinearShuntCompensator | normalSections | int |  | FALSE | 65536 | EQ | The normal number of sections switched in.
11 | LinearShuntCompensator | switchOnCount | int |  | FALSE | 65536 | EQ | The switch on count since the capacitor count was last reset or initialized.
12 | LinearShuntCompensator | switchOnDate | datetime |  | FALSE | 65536 | EQ | The date and time when the capacitor bank was last switched on.
13 | LinearShuntCompensator | voltageSensitivity | float | kV/MVAr | FALSE | 65536 | EQ | Voltage sensitivity required for the device to regulate the bus voltage, in voltage/reactive power.
14 | LinearShuntCompensator | sections | int |  | FALSE | 65536 | EQ
15 | LinearShuntCompensator | controlEnabled | bool |  | FALSE | 65536 | EQ
16 | LinearShuntCompensator | RegulatingControl | RegulatingControl |  | FALSE | 65536 | EQ
17 | LinearShuntCompensator | EquipmentContainer | IdentifiedObject |  | FALSE | 65536 | EQ
18 | LinearShuntCompensator | BaseVoltage | BaseVoltage |  | FALSE | 65536 | EQ
19 | LinearShuntCompensator | b0PerSection | float | S | FALSE | 65536 | EQ | Zero sequence shunt (charging) susceptance per section.
20 | LinearShuntCompensator | bPerSection | float | S | FALSE | 65536 | EQ | Positive sequence shunt (charging) susceptance per section.
21 | LinearShuntCompensator | g0PerSection | float | S | FALSE | 65536 | EQ | Zero sequence shunt (charging) conductance per section.
22 | LinearShuntCompensator | gPerSection | float | S | FALSE | 65536 | EQ | Positive sequence shunt (charging) conductance per section.
0 | NuclearGeneratingUnit | rdfid | str |  | FALSE | 65536 | TP_BD, DL, SSH, EQ, DY, TP, EQ_BD, GL, SV | Master resource identifier issued by a model authority. The mRID is globally unique within an exchange context. Global uniqueness is easily achieved by using a UUID, as specified in RFC 4122, for the mRID. The use of UUID is strongly recommended.
1 | NuclearGeneratingUnit | name | str |  | FALSE | 65536 | TP_BD, DL, SSH, EQ, DY, TP, EQ_BD, GL, SV | The name is any free human readable and possibly non unique text naming the object.
2 | NuclearGeneratingUnit | shortName | str |  | FALSE | 12 | TP_BD, EQ, TP, EQ_BD | The attribute is used for an exchange of a human readable short name with length of the string 12 characters maximum.
3 | NuclearGeneratingUnit | description | str |  | FALSE | 65536 | TP_BD, EQ, DY, TP, EQ_BD | The attribute is used for an exchange of the EIC code (Energy identification Code). The length of the string is 16 characters as defined by the EIC code.
4 | NuclearGeneratingUnit | energyIdentCodeEic | str |  | FALSE | 16 | TP_BD, EQ, TP, EQ_BD | The attribute is used for an exchange of the EIC code (Energy identification Code). The length of the string is 16 characters as defined by the EIC code.
5 | NuclearGeneratingUnit | aggregate | bool |  | FALSE | 65536 | TP_BD, DL, SSH, EQ, DY, TP, EQ_BD, GL, SV | Aggregate identifier
6 | NuclearGeneratingUnit | genControlSource | enum GeneratorControlSource |  | FALSE | 65536 | EQ | The ratio tap changer of this tap ratio table.
7 | NuclearGeneratingUnit | governorSCD | float | % | FALSE | 65536 | EQ | Governor Speed Changer Droop. This is the change in generator power output divided by the change in frequency normalized by the nominal power of the generator and the nominal frequency and expressed in percent and negated. A positive value of speed change droop provides additional generator output upon a drop in frequency.
8 | NuclearGeneratingUnit | initialP | float | MW | TRUE | 65536 | EQ | Default initial active power which is used to store a powerflow result for the initial active power for this unit in this network configuration.
9 | NuclearGeneratingUnit | longPF | float |  | FALSE | 65536 | EQ | Generating unit long term economic participation factor.
10 | NuclearGeneratingUnit | maximumAllowableSpinningReserve | float | MW | FALSE | 65536 | EQ | Maximum allowable spinning reserve. Spinning reserve will never be considered greater than this value regardless of the current operating point.
11 | NuclearGeneratingUnit | maxOperatingP | float | MW | TRUE | 65536 | EQ | This is the maximum operating active power limit the dispatcher can enter for this unit.
12 | NuclearGeneratingUnit | minOperatingP | float | MW | TRUE | 65536 | EQ | This is the minimum operating active power limit the dispatcher can enter for this unit.
13 | NuclearGeneratingUnit | nominalP | float | MW | FALSE | 65536 | EQ | The nominal power of the generating unit. Used to give precise meaning to percentage based attributes such as the governor speed change droop (governorSCD attribute). The attribute shall be a positive value equal or less than RotatingMachine.ratedS.
14 | NuclearGeneratingUnit | ratedGrossMaxP | float | MW | FALSE | 65536 | EQ | The unit's gross rated maximum capacity (book value).
15 | NuclearGeneratingUnit | ratedGrossMinP | float | MW | FALSE | 65536 | EQ | The gross rated minimum generation level which the unit can safely operate at while delivering power to the transmission grid.
16 | NuclearGeneratingUnit | ratedNetMaxP | float | MW | FALSE | 65536 | EQ | The net rated maximum capacity determined by subtracting the auxiliary power used to operate the internal plant machinery from the rated gross maximum capacity.
17 | NuclearGeneratingUnit | shortPF | float |  | FALSE | 65536 | EQ | Generating unit short term economic participation factor.
18 | NuclearGeneratingUnit | startupCost | float | € | FALSE | 65536 | EQ | The initial startup cost incurred for each start of the GeneratingUnit.
19 | NuclearGeneratingUnit | variableCost | float | € | FALSE | 65536 | EQ | The variable cost component of production per unit of ActivePower.
20 | NuclearGeneratingUnit | totalEfficiency | float | % | FALSE | 65536 | EQ | The efficiency of the unit in converting the fuel into electrical energy.
21 | NuclearGeneratingUnit | normalPF | float |  | FALSE | 65536 | SSH | Generating unit economic participation factor..
22 | NuclearGeneratingUnit | EquipmentContainer | IdentifiedObject |  | FALSE | 65536 | EQ
0 | RatioTapChangerTable | rdfid | str |  | FALSE | 65536 | TP_BD, DL, SSH, EQ, DY, TP, EQ_BD, GL, SV | Master resource identifier issued by a model authority. The mRID is globally unique within an exchange context. Global uniqueness is easily achieved by using a UUID, as specified in RFC 4122, for the mRID. The use of UUID is strongly recommended.
1 | RatioTapChangerTable | name | str |  | FALSE | 65536 | TP_BD, DL, SSH, EQ, DY, TP, EQ_BD, GL, SV | The name is any free human readable and possibly non unique text naming the object.
2 | RatioTapChangerTable | shortName | str |  | FALSE | 12 | TP_BD, EQ, TP, EQ_BD | The attribute is used for an exchange of a human readable short name with length of the string 12 characters maximum.
3 | RatioTapChangerTable | description | str |  | FALSE | 65536 | TP_BD, EQ, DY, TP, EQ_BD | The attribute is used for an exchange of the EIC code (Energy identification Code). The length of the string is 16 characters as defined by the EIC code.
4 | RatioTapChangerTable | energyIdentCodeEic | str |  | FALSE | 16 | TP_BD, EQ, TP, EQ_BD | The attribute is used for an exchange of the EIC code (Energy identification Code). The length of the string is 16 characters as defined by the EIC code.
5 | RatioTapChangerTable | aggregate | bool |  | FALSE | 65536 | TP_BD, DL, SSH, EQ, DY, TP, EQ_BD, GL, SV | Aggregate identifier
0 | RatioTapChangerTablePoint | rdfid | str |  | FALSE | 65536 | TP_BD, DL, SSH, EQ, DY, TP, EQ_BD, GL, SV | Master resource identifier issued by a model authority. The mRID is globally unique within an exchange context. Global uniqueness is easily achieved by using a UUID, as specified in RFC 4122, for the mRID. The use of UUID is strongly recommended.
1 | RatioTapChangerTablePoint | name | str |  | FALSE | 65536 | TP_BD, DL, SSH, EQ, DY, TP, EQ_BD, GL, SV | The name is any free human readable and possibly non unique text naming the object.
2 | RatioTapChangerTablePoint | shortName | str |  | FALSE | 12 | TP_BD, EQ, TP, EQ_BD | The attribute is used for an exchange of a human readable short name with length of the string 12 characters maximum.
3 | RatioTapChangerTablePoint | description | str |  | FALSE | 65536 | TP_BD, EQ, DY, TP, EQ_BD | The attribute is used for an exchange of the EIC code (Energy identification Code). The length of the string is 16 characters as defined by the EIC code.
4 | RatioTapChangerTablePoint | energyIdentCodeEic | str |  | FALSE | 16 | TP_BD, EQ, TP, EQ_BD | The attribute is used for an exchange of the EIC code (Energy identification Code). The length of the string is 16 characters as defined by the EIC code.
5 | RatioTapChangerTablePoint | aggregate | bool |  | FALSE | 65536 | TP_BD, DL, SSH, EQ, DY, TP, EQ_BD, GL, SV | Aggregate identifier
6 | RatioTapChangerTablePoint | b | float | % | FALSE | 65536 | EQ | The magnetizing branch susceptance deviation in percent of nominal value. The actual susceptance is calculated as follows: calculated magnetizing susceptance = b(nominal) * (1 + b(from this class)/100). The b(nominal) is defined as the static magnetizing susceptance on the associated power transformer end or ends. This model assumes the star impedance (pi model) form.
7 | RatioTapChangerTablePoint | g | float | % | FALSE | 65536 | EQ | The magnetizing branch conductance deviation in percent of nominal value. The actual conductance is calculated as follows: calculated magnetizing conductance = g(nominal) * (1 + g(from this class)/100). The g(nominal) is defined as the static magnetizing conductance on the associated power transformer end or ends. This model assumes the star impedance (pi model) form.
8 | RatioTapChangerTablePoint | r | float | % | FALSE | 65536 | EQ | The resistance deviation in percent of nominal value. The actual reactance is calculated as follows: calculated resistance = r(nominal) * (1 + r(from this class)/100). The r(nominal) is defined as the static resistance on the associated power transformer end or ends. This model assumes the star impedance (pi model) form.
9 | RatioTapChangerTablePoint | x | float | % | FALSE | 65536 | EQ | The series reactance deviation in percent of nominal value. The actual reactance is calculated as follows: calculated reactance = x(nominal) * (1 + x(from this class)/100). The x(nominal) is defined as the static series reactance on the associated power transformer end or ends. This model assumes the star impedance (pi model) form.
10 | RatioTapChangerTablePoint | ratio | float |  | FALSE | 65536 | EQ | The voltage ratio in per unit. Hence this is a value close to one.
11 | RatioTapChangerTablePoint | step | int |  | FALSE | 65536 | EQ | The tap step.
12 | RatioTapChangerTablePoint | RatioTapChangerTable | RatioTapChangerTable |  | FALSE | 65536 | EQ
0 | ReactiveCapabilityCurve | rdfid | str |  | FALSE | 65536 | TP_BD, DL, SSH, EQ, DY, TP, EQ_BD, GL, SV | Master resource identifier issued by a model authority. The mRID is globally unique within an exchange context. Global uniqueness is easily achieved by using a UUID, as specified in RFC 4122, for the mRID. The use of UUID is strongly recommended.
1 | ReactiveCapabilityCurve | name | str |  | FALSE | 65536 | TP_BD, DL, SSH, EQ, DY, TP, EQ_BD, GL, SV | The name is any free human readable and possibly non unique text naming the object.
2 | ReactiveCapabilityCurve | shortName | str |  | FALSE | 12 | TP_BD, EQ, TP, EQ_BD | The attribute is used for an exchange of a human readable short name with length of the string 12 characters maximum.
3 | ReactiveCapabilityCurve | description | str |  | FALSE | 65536 | TP_BD, EQ, DY, TP, EQ_BD | The attribute is used for an exchange of the EIC code (Energy identification Code). The length of the string is 16 characters as defined by the EIC code.
4 | ReactiveCapabilityCurve | energyIdentCodeEic | str |  | FALSE | 16 | TP_BD, EQ, TP, EQ_BD | The attribute is used for an exchange of the EIC code (Energy identification Code). The length of the string is 16 characters as defined by the EIC code.
5 | ReactiveCapabilityCurve | aggregate | bool |  | FALSE | 65536 | TP_BD, DL, SSH, EQ, DY, TP, EQ_BD, GL, SV | Aggregate identifier
6 | ReactiveCapabilityCurve | curveStyle | enum CurveStyle |  | FALSE | 65536 | EQ | The style or shape of the curve.
7 | ReactiveCapabilityCurve | xUnit | enum UnitSymbol |  | FALSE | 65536 | EQ | The X-axis units of measure.
8 | ReactiveCapabilityCurve | y1Unit | enum UnitSymbol |  | FALSE | 65536 | EQ | The Y1-axis units of measure.
9 | ReactiveCapabilityCurve | y2Unit | enum UnitSymbol |  | FALSE | 65536 | EQ | The Y2-axis units of measure.
0 | StaticVarCompensator | rdfid | str |  | FALSE | 65536 | TP_BD, DL, SSH, EQ, DY, TP, EQ_BD, GL, SV | Master resource identifier issued by a model authority. The mRID is globally unique within an exchange context. Global uniqueness is easily achieved by using a UUID, as specified in RFC 4122, for the mRID. The use of UUID is strongly recommended.
1 | StaticVarCompensator | name | str |  | FALSE | 65536 | TP_BD, DL, SSH, EQ, DY, TP, EQ_BD, GL, SV | The name is any free human readable and possibly non unique text naming the object.
2 | StaticVarCompensator | shortName | str |  | FALSE | 12 | TP_BD, EQ, TP, EQ_BD | The attribute is used for an exchange of a human readable short name with length of the string 12 characters maximum.
3 | StaticVarCompensator | description | str |  | FALSE | 65536 | TP_BD, EQ, DY, TP, EQ_BD | The attribute is used for an exchange of the EIC code (Energy identification Code). The length of the string is 16 characters as defined by the EIC code.
4 | StaticVarCompensator | energyIdentCodeEic | str |  | FALSE | 16 | TP_BD, EQ, TP, EQ_BD | The attribute is used for an exchange of the EIC code (Energy identification Code). The length of the string is 16 characters as defined by the EIC code.
5 | StaticVarCompensator | aggregate | bool |  | FALSE | 65536 | EQ | aggregate
6 | StaticVarCompensator | EquipmentContainer | IdentifiedObject |  | FALSE | 65536 | EQ
7 | StaticVarCompensator | OperationalLimitSet | OperationalLimitSet |  | FALSE | 65536 | EQ | OperationalLimitSet
8 | StaticVarCompensator | BaseVoltage | BaseVoltage |  | FALSE | 65536 | EQ
9 | StaticVarCompensator | controlEnabled | bool |  | FALSE | 65536 | SSH
10 | StaticVarCompensator | RegulatingControl | RegulatingControl |  | FALSE | 65536 | EQ
11 | StaticVarCompensator | q | float | MVAr | FALSE | 65536 | SSH
12 | StaticVarCompensator | capacitiveRating | float | ohm | FALSE | 65536 | EQ | Maximum available capacitive reactance.
13 | StaticVarCompensator | inductiveRating | float | ohm | FALSE | 65536 | EQ | Maximum available inductive reactance.
14 | StaticVarCompensator | slope | float | kV/MVAr | FALSE | 65536 | EQ | The characteristics slope of an SVC defines how the reactive power output changes in proportion to the difference between the regulated bus voltage and the voltage set point.
15 | StaticVarCompensator | sVCControlMode | enum SVCControlMode |  | FALSE | 65536 | EQ | SVC control mode.
16 | StaticVarCompensator | voltageSetPoint | float | kV | FALSE | 65536 | EQ | The reactive power output of the SVC is proportional to the difference between the voltage at the regulated bus and the voltage setpoint. When the regulated bus voltage is equal to the voltage setpoint, the reactive power output is zero.
0 | TapChangerControl | rdfid | str |  | FALSE | 65536 | TP_BD, DL, SSH, EQ, DY, TP, EQ_BD, GL, SV | Master resource identifier issued by a model authority. The mRID is globally unique within an exchange context. Global uniqueness is easily achieved by using a UUID, as specified in RFC 4122, for the mRID. The use of UUID is strongly recommended.
1 | TapChangerControl | name | str |  | FALSE | 65536 | TP_BD, DL, SSH, EQ, DY, TP, EQ_BD, GL, SV | The name is any free human readable and possibly non unique text naming the object.
2 | TapChangerControl | shortName | str |  | FALSE | 12 | TP_BD, EQ, TP, EQ_BD | The attribute is used for an exchange of a human readable short name with length of the string 12 characters maximum.
3 | TapChangerControl | description | str |  | FALSE | 65536 | TP_BD, EQ, DY, TP, EQ_BD | The attribute is used for an exchange of the EIC code (Energy identification Code). The length of the string is 16 characters as defined by the EIC code.
4 | TapChangerControl | energyIdentCodeEic | str |  | FALSE | 16 | TP_BD, EQ, TP, EQ_BD | The attribute is used for an exchange of the EIC code (Energy identification Code). The length of the string is 16 characters as defined by the EIC code.
5 | TapChangerControl | aggregate | bool |  | FALSE | 65536 | TP_BD, DL, SSH, EQ, DY, TP, EQ_BD, GL, SV | Aggregate identifier
6 | TapChangerControl | mode | enum RegulatingControlModeKind |  | FALSE | 65536 | EQ | The regulating control mode presently available. This specification allows for determining the kind of regulation without need for obtaining the units from a schedule.
7 | TapChangerControl | discrete | bool |  | TRUE | 65536 | SSH | The regulation is performed in a discrete mode. This applies to equipment with discrete controls, e.g. tap changers and shunt compensators.
8 | TapChangerControl | enabled | bool |  | TRUE | 65536 | SSH | The flag tells if regulation is enabled.
9 | TapChangerControl | targetDeadband | float |  | FALSE | 65536 | SSH | This is a dead band used with discrete control to avoid excessive update of controls like tap changers and shunt compensator banks while regulating. The units of those appropriate for the mode.
10 | TapChangerControl | targetValue | float |  | FALSE | 65536 | SSH | The target value specified for case input. This value can be used for the target value without the use of schedules. The value has the units appropriate to the mode attribute.
11 | TapChangerControl | targetValueUnitMultiplier | enum UnitMultiplier |  | FALSE | 65536 | SSH | Specify the multiplier for used for the targetValue.
12 | TapChangerControl | Terminal | Terminal |  | FALSE | 65536 | EQ | The controls regulating this terminal.
0 | ThermalGeneratingUnit | rdfid | str |  | FALSE | 65536 | TP_BD, DL, SSH, EQ, DY, TP, EQ_BD, GL, SV | Master resource identifier issued by a model authority. The mRID is globally unique within an exchange context. Global uniqueness is easily achieved by using a UUID, as specified in RFC 4122, for the mRID. The use of UUID is strongly recommended.
1 | ThermalGeneratingUnit | name | str |  | FALSE | 65536 | TP_BD, DL, SSH, EQ, DY, TP, EQ_BD, GL, SV | The name is any free human readable and possibly non unique text naming the object.
2 | ThermalGeneratingUnit | shortName | str |  | FALSE | 12 | TP_BD, EQ, TP, EQ_BD | The attribute is used for an exchange of a human readable short name with length of the string 12 characters maximum.
3 | ThermalGeneratingUnit | description | str |  | FALSE | 65536 | TP_BD, EQ, DY, TP, EQ_BD | The attribute is used for an exchange of the EIC code (Energy identification Code). The length of the string is 16 characters as defined by the EIC code.
4 | ThermalGeneratingUnit | energyIdentCodeEic | str |  | FALSE | 16 | TP_BD, EQ, TP, EQ_BD | The attribute is used for an exchange of the EIC code (Energy identification Code). The length of the string is 16 characters as defined by the EIC code.
5 | ThermalGeneratingUnit | aggregate | bool |  | FALSE | 65536 | TP_BD, DL, SSH, EQ, DY, TP, EQ_BD, GL, SV | Aggregate identifier
6 | ThermalGeneratingUnit | genControlSource | enum GeneratorControlSource |  | FALSE | 65536 | EQ | The ratio tap changer of this tap ratio table.
7 | ThermalGeneratingUnit | governorSCD | float | % | FALSE | 65536 | EQ | Governor Speed Changer Droop. This is the change in generator power output divided by the change in frequency normalized by the nominal power of the generator and the nominal frequency and expressed in percent and negated. A positive value of speed change droop provides additional generator output upon a drop in frequency.
8 | ThermalGeneratingUnit | initialP | float | MW | TRUE | 65536 | EQ | Default initial active power which is used to store a powerflow result for the initial active power for this unit in this network configuration.
9 | ThermalGeneratingUnit | longPF | float |  | FALSE | 65536 | EQ | Generating unit long term economic participation factor.
10 | ThermalGeneratingUnit | maximumAllowableSpinningReserve | float | MW | FALSE | 65536 | EQ | Maximum allowable spinning reserve. Spinning reserve will never be considered greater than this value regardless of the current operating point.
11 | ThermalGeneratingUnit | maxOperatingP | float | MW | TRUE | 65536 | EQ | This is the maximum operating active power limit the dispatcher can enter for this unit.
12 | ThermalGeneratingUnit | minOperatingP | float | MW | TRUE | 65536 | EQ | This is the minimum operating active power limit the dispatcher can enter for this unit.
13 | ThermalGeneratingUnit | nominalP | float | MW | FALSE | 65536 | EQ | The nominal power of the generating unit. Used to give precise meaning to percentage based attributes such as the governor speed change droop (governorSCD attribute). The attribute shall be a positive value equal or less than RotatingMachine.ratedS.
14 | ThermalGeneratingUnit | ratedGrossMaxP | float | MW | FALSE | 65536 | EQ | The unit's gross rated maximum capacity (book value).
15 | ThermalGeneratingUnit | ratedGrossMinP | float | MW | FALSE | 65536 | EQ | The gross rated minimum generation level which the unit can safely operate at while delivering power to the transmission grid.
16 | ThermalGeneratingUnit | ratedNetMaxP | float | MW | FALSE | 65536 | EQ | The net rated maximum capacity determined by subtracting the auxiliary power used to operate the internal plant machinery from the rated gross maximum capacity.
17 | ThermalGeneratingUnit | shortPF | float |  | FALSE | 65536 | EQ | Generating unit short term economic participation factor.
18 | ThermalGeneratingUnit | startupCost | float | € | FALSE | 65536 | EQ | The initial startup cost incurred for each start of the GeneratingUnit.
19 | ThermalGeneratingUnit | variableCost | float | € | FALSE | 65536 | EQ | The variable cost component of production per unit of ActivePower.
20 | ThermalGeneratingUnit | totalEfficiency | float | % | FALSE | 65536 | EQ | The efficiency of the unit in converting the fuel into electrical energy.
21 | ThermalGeneratingUnit | normalPF | float |  | FALSE | 65536 | SSH | Generating unit economic participation factor..
22 | ThermalGeneratingUnit | EquipmentContainer | IdentifiedObject |  | FALSE | 65536 | EQ
0 | WindGeneratingUnit | rdfid | str |  | FALSE | 65536 | TP_BD, DL, SSH, EQ, DY, TP, EQ_BD, GL, SV | Master resource identifier issued by a model authority. The mRID is globally unique within an exchange context. Global uniqueness is easily achieved by using a UUID, as specified in RFC 4122, for the mRID. The use of UUID is strongly recommended.
1 | WindGeneratingUnit | name | str |  | FALSE | 65536 | TP_BD, DL, SSH, EQ, DY, TP, EQ_BD, GL, SV | The name is any free human readable and possibly non unique text naming the object.
2 | WindGeneratingUnit | shortName | str |  | FALSE | 12 | TP_BD, EQ, TP, EQ_BD | The attribute is used for an exchange of a human readable short name with length of the string 12 characters maximum.
3 | WindGeneratingUnit | description | str |  | FALSE | 65536 | TP_BD, EQ, DY, TP, EQ_BD | The attribute is used for an exchange of the EIC code (Energy identification Code). The length of the string is 16 characters as defined by the EIC code.
4 | WindGeneratingUnit | energyIdentCodeEic | str |  | FALSE | 16 | TP_BD, EQ, TP, EQ_BD | The attribute is used for an exchange of the EIC code (Energy identification Code). The length of the string is 16 characters as defined by the EIC code.
5 | WindGeneratingUnit | aggregate | bool |  | FALSE | 65536 | TP_BD, DL, SSH, EQ, DY, TP, EQ_BD, GL, SV | Aggregate identifier
6 | WindGeneratingUnit | genControlSource | enum GeneratorControlSource |  | FALSE | 65536 | EQ | The ratio tap changer of this tap ratio table.
7 | WindGeneratingUnit | governorSCD | float | % | FALSE | 65536 | EQ | Governor Speed Changer Droop. This is the change in generator power output divided by the change in frequency normalized by the nominal power of the generator and the nominal frequency and expressed in percent and negated. A positive value of speed change droop provides additional generator output upon a drop in frequency.
8 | WindGeneratingUnit | initialP | float | MW | TRUE | 65536 | EQ | Default initial active power which is used to store a powerflow result for the initial active power for this unit in this network configuration.
9 | WindGeneratingUnit | longPF | float |  | FALSE | 65536 | EQ | Generating unit long term economic participation factor.
10 | WindGeneratingUnit | maximumAllowableSpinningReserve | float | MW | FALSE | 65536 | EQ | Maximum allowable spinning reserve. Spinning reserve will never be considered greater than this value regardless of the current operating point.
11 | WindGeneratingUnit | maxOperatingP | float | MW | TRUE | 65536 | EQ | This is the maximum operating active power limit the dispatcher can enter for this unit.
12 | WindGeneratingUnit | minOperatingP | float | MW | TRUE | 65536 | EQ | This is the minimum operating active power limit the dispatcher can enter for this unit.
13 | WindGeneratingUnit | nominalP | float | MW | FALSE | 65536 | EQ | The nominal power of the generating unit. Used to give precise meaning to percentage based attributes such as the governor speed change droop (governorSCD attribute). The attribute shall be a positive value equal or less than RotatingMachine.ratedS.
14 | WindGeneratingUnit | ratedGrossMaxP | float | MW | FALSE | 65536 | EQ | The unit's gross rated maximum capacity (book value).
15 | WindGeneratingUnit | ratedGrossMinP | float | MW | FALSE | 65536 | EQ | The gross rated minimum generation level which the unit can safely operate at while delivering power to the transmission grid.
16 | WindGeneratingUnit | ratedNetMaxP | float | MW | FALSE | 65536 | EQ | The net rated maximum capacity determined by subtracting the auxiliary power used to operate the internal plant machinery from the rated gross maximum capacity.
17 | WindGeneratingUnit | shortPF | float |  | FALSE | 65536 | EQ | Generating unit short term economic participation factor.
18 | WindGeneratingUnit | startupCost | float | € | FALSE | 65536 | EQ | The initial startup cost incurred for each start of the GeneratingUnit.
19 | WindGeneratingUnit | variableCost | float | € | FALSE | 65536 | EQ | The variable cost component of production per unit of ActivePower.
20 | WindGeneratingUnit | totalEfficiency | float | % | FALSE | 65536 | EQ | The efficiency of the unit in converting the fuel into electrical energy.
21 | WindGeneratingUnit | normalPF | float |  | FALSE | 65536 | SSH | Generating unit economic participation factor..
22 | WindGeneratingUnit | EquipmentContainer | IdentifiedObject |  | FALSE | 65536 | EQ
23 | WindGeneratingUnit | windGenUnitType | enum WindGenUnitKind |  | FALSE | 65536 | EQ | The kind of wind generating unit.
0 | SolarGeneratingUnit | rdfid | str |  | FALSE | 65536 | TP_BD, DL, SSH, EQ, DY, TP, EQ_BD, GL, SV | Master resource identifier issued by a model authority. The mRID is globally unique within an exchange context. Global uniqueness is easily achieved by using a UUID, as specified in RFC 4122, for the mRID. The use of UUID is strongly recommended.
1 | SolarGeneratingUnit | name | str |  | FALSE | 65536 | TP_BD, DL, SSH, EQ, DY, TP, EQ_BD, GL, SV | The name is any free human readable and possibly non unique text naming the object.
2 | SolarGeneratingUnit | shortName | str |  | FALSE | 12 | TP_BD, EQ, TP, EQ_BD | The attribute is used for an exchange of a human readable short name with length of the string 12 characters maximum.
3 | SolarGeneratingUnit | description | str |  | FALSE | 65536 | TP_BD, EQ, DY, TP, EQ_BD | The attribute is used for an exchange of the EIC code (Energy identification Code). The length of the string is 16 characters as defined by the EIC code.
4 | SolarGeneratingUnit | energyIdentCodeEic | str |  | FALSE | 16 | TP_BD, EQ, TP, EQ_BD | The attribute is used for an exchange of the EIC code (Energy identification Code). The length of the string is 16 characters as defined by the EIC code.
5 | SolarGeneratingUnit | aggregate | bool |  | FALSE | 65536 | TP_BD, DL, SSH, EQ, DY, TP, EQ_BD, GL, SV | Aggregate identifier
6 | SolarGeneratingUnit | genControlSource | enum GeneratorControlSource |  | FALSE | 65536 | EQ | The ratio tap changer of this tap ratio table.
7 | SolarGeneratingUnit | governorSCD | float | % | FALSE | 65536 | EQ | Governor Speed Changer Droop. This is the change in generator power output divided by the change in frequency normalized by the nominal power of the generator and the nominal frequency and expressed in percent and negated. A positive value of speed change droop provides additional generator output upon a drop in frequency.
8 | SolarGeneratingUnit | initialP | float | MW | TRUE | 65536 | EQ | Default initial active power which is used to store a powerflow result for the initial active power for this unit in this network configuration.
9 | SolarGeneratingUnit | longPF | float |  | FALSE | 65536 | EQ | Generating unit long term economic participation factor.
10 | SolarGeneratingUnit | maximumAllowableSpinningReserve | float | MW | FALSE | 65536 | EQ | Maximum allowable spinning reserve. Spinning reserve will never be considered greater than this value regardless of the current operating point.
11 | SolarGeneratingUnit | maxOperatingP | float | MW | TRUE | 65536 | EQ | This is the maximum operating active power limit the dispatcher can enter for this unit.
12 | SolarGeneratingUnit | minOperatingP | float | MW | TRUE | 65536 | EQ | This is the minimum operating active power limit the dispatcher can enter for this unit.
13 | SolarGeneratingUnit | nominalP | float | MW | FALSE | 65536 | EQ | The nominal power of the generating unit. Used to give precise meaning to percentage based attributes such as the governor speed change droop (governorSCD attribute). The attribute shall be a positive value equal or less than RotatingMachine.ratedS.
14 | SolarGeneratingUnit | ratedGrossMaxP | float | MW | FALSE | 65536 | EQ | The unit's gross rated maximum capacity (book value).
15 | SolarGeneratingUnit | ratedGrossMinP | float | MW | FALSE | 65536 | EQ | The gross rated minimum generation level which the unit can safely operate at while delivering power to the transmission grid.
16 | SolarGeneratingUnit | ratedNetMaxP | float | MW | FALSE | 65536 | EQ | The net rated maximum capacity determined by subtracting the auxiliary power used to operate the internal plant machinery from the rated gross maximum capacity.
17 | SolarGeneratingUnit | shortPF | float |  | FALSE | 65536 | EQ | Generating unit short term economic participation factor.
18 | SolarGeneratingUnit | startupCost | float | € | FALSE | 65536 | EQ | The initial startup cost incurred for each start of the GeneratingUnit.
19 | SolarGeneratingUnit | variableCost | float | € | FALSE | 65536 | EQ | The variable cost component of production per unit of ActivePower.
20 | SolarGeneratingUnit | totalEfficiency | float | % | FALSE | 65536 | EQ | The efficiency of the unit in converting the fuel into electrical energy.
21 | SolarGeneratingUnit | normalPF | float |  | FALSE | 65536 | SSH | Generating unit economic participation factor..
22 | SolarGeneratingUnit | EquipmentContainer | IdentifiedObject |  | FALSE | 65536 | EQ
0 | FullModel | rdfid | str |  | FALSE | 65536 | TP_BD, DL, SSH, EQ, DY, TP, EQ_BD, GL, SV | Master resource identifier issued by a model authority. The mRID is globally unique within an exchange context. Global uniqueness is easily achieved by using a UUID, as specified in RFC 4122, for the mRID. The use of UUID is strongly recommended.
1 | FullModel | name | str |  | FALSE | 65536 | TP_BD, DL, SSH, EQ, DY, TP, EQ_BD, GL, SV | The name is any free human readable and possibly non unique text naming the object.
2 | FullModel | shortName | str |  | FALSE | 12 | TP_BD, EQ, TP, EQ_BD | The attribute is used for an exchange of a human readable short name with length of the string 12 characters maximum.
3 | FullModel | description | str |  | FALSE | 65536 | TP_BD, EQ, DY, TP, EQ_BD | The attribute is used for an exchange of the EIC code (Energy identification Code). The length of the string is 16 characters as defined by the EIC code.
4 | FullModel | energyIdentCodeEic | str |  | FALSE | 16 | TP_BD, EQ, TP, EQ_BD | The attribute is used for an exchange of the EIC code (Energy identification Code). The length of the string is 16 characters as defined by the EIC code.
5 | FullModel | aggregate | bool |  | FALSE | 65536 | TP_BD, DL, SSH, EQ, DY, TP, EQ_BD, GL, SV | Aggregate identifier
6 | FullModel | scenarioTime | str |  | FALSE | 65536 | TP_BD, DL, SSH, EQ, DY, TP, EQ_BD, GL, SV | scenarioTime.
7 | FullModel | created | str |  | FALSE | 65536 | TP_BD, DL, SSH, EQ, DY, TP, EQ_BD, GL, SV | Creation date.
8 | FullModel | version | int |  | FALSE | 65536 | TP_BD, DL, SSH, EQ, DY, TP, EQ_BD, GL, SV | version.
9 | FullModel | profile | str |  | FALSE | 65536 | TP_BD, DL, SSH, EQ, DY, TP, EQ_BD, GL, SV | profile.
10 | FullModel | modelingAuthoritySet | str |  | FALSE | 65536 | TP_BD, DL, SSH, EQ, DY, TP, EQ_BD, GL, SV | modelingAuthoritySet
11 | FullModel | DependentOn | str |  | FALSE | 65536 | TP_BD, DL, SSH, EQ, DY, TP, EQ_BD, GL, SV | DependentOn.
12 | FullModel | longDependentOnPF | str |  | FALSE | 65536 | TP_BD, DL, SSH, EQ, DY, TP, EQ_BD, GL, SV | longDependentOnPF.
13 | FullModel | Supersedes | str |  | FALSE | 65536 | TP_BD, DL, SSH, EQ, DY, TP, EQ_BD, GL, SV | Supersedes.
0 | TopologicalIsland | rdfid | str |  | FALSE | 65536 | TP_BD, DL, SSH, EQ, DY, TP, EQ_BD, GL, SV | Master resource identifier issued by a model authority. The mRID is globally unique within an exchange context. Global uniqueness is easily achieved by using a UUID, as specified in RFC 4122, for the mRID. The use of UUID is strongly recommended.
1 | TopologicalIsland | name | str |  | FALSE | 65536 | TP_BD, DL, SSH, EQ, DY, TP, EQ_BD, GL, SV | The name is any free human readable and possibly non unique text naming the object.
2 | TopologicalIsland | shortName | str |  | FALSE | 12 | TP_BD, EQ, TP, EQ_BD | The attribute is used for an exchange of a human readable short name with length of the string 12 characters maximum.
3 | TopologicalIsland | description | str |  | FALSE | 65536 | TP_BD, EQ, DY, TP, EQ_BD | The attribute is used for an exchange of the EIC code (Energy identification Code). The length of the string is 16 characters as defined by the EIC code.
4 | TopologicalIsland | energyIdentCodeEic | str |  | FALSE | 16 | TP_BD, EQ, TP, EQ_BD | The attribute is used for an exchange of the EIC code (Energy identification Code). The length of the string is 16 characters as defined by the EIC code.
5 | TopologicalIsland | aggregate | bool |  | FALSE | 65536 | TP_BD, DL, SSH, EQ, DY, TP, EQ_BD, GL, SV | Aggregate identifier
6 | TopologicalIsland | AngleRefTopologicalNode | TopologicalNode |  | FALSE | 65536 | SV
7 | TopologicalIsland | TopologicalNodes | TopologicalNode |  | FALSE | 65536 | SV
0 | TieFlow | rdfid | str |  | FALSE | 65536 | TP_BD, DL, SSH, EQ, DY, TP, EQ_BD, GL, SV | Master resource identifier issued by a model authority. The mRID is globally unique within an exchange context. Global uniqueness is easily achieved by using a UUID, as specified in RFC 4122, for the mRID. The use of UUID is strongly recommended.
1 | TieFlow | name | str |  | FALSE | 65536 | TP_BD, DL, SSH, EQ, DY, TP, EQ_BD, GL, SV | The name is any free human readable and possibly non unique text naming the object.
2 | TieFlow | shortName | str |  | FALSE | 12 | TP_BD, EQ, TP, EQ_BD | The attribute is used for an exchange of a human readable short name with length of the string 12 characters maximum.
3 | TieFlow | description | str |  | FALSE | 65536 | TP_BD, EQ, DY, TP, EQ_BD | The attribute is used for an exchange of the EIC code (Energy identification Code). The length of the string is 16 characters as defined by the EIC code.
4 | TieFlow | energyIdentCodeEic | str |  | FALSE | 16 | TP_BD, EQ, TP, EQ_BD | The attribute is used for an exchange of the EIC code (Energy identification Code). The length of the string is 16 characters as defined by the EIC code.
5 | TieFlow | aggregate | bool |  | FALSE | 65536 | TP_BD, DL, SSH, EQ, DY, TP, EQ_BD, GL, SV | Aggregate identifier
6 | TieFlow | positiveFlowIn | bool |  | FALSE | 65536 | EQ | True if the flow into the terminal (load convention) is also flow into the control area. For example, this attribute should be true if using the tie line terminal further away from the control area. For example to represent a tie to a shunt component (like a load or generator) in another area, this is the near end of a branch and this attribute would be specified as false.
7 | TieFlow | ControlArea | ControlArea |  | FALSE | 65536 | EQ | The control area of the tie flows.
8 | TieFlow | Terminal | Terminal |  | FALSE | 65536 | EQ | The terminal to which this tie flow belongs.
0 | FossilFuel | rdfid | str |  | FALSE | 65536 | TP_BD, DL, SSH, EQ, DY, TP, EQ_BD, GL, SV | Master resource identifier issued by a model authority. The mRID is globally unique within an exchange context. Global uniqueness is easily achieved by using a UUID, as specified in RFC 4122, for the mRID. The use of UUID is strongly recommended.
1 | FossilFuel | name | str |  | FALSE | 65536 | TP_BD, DL, SSH, EQ, DY, TP, EQ_BD, GL, SV | The name is any free human readable and possibly non unique text naming the object.
2 | FossilFuel | shortName | str |  | FALSE | 12 | TP_BD, EQ, TP, EQ_BD | The attribute is used for an exchange of a human readable short name with length of the string 12 characters maximum.
3 | FossilFuel | description | str |  | FALSE | 65536 | TP_BD, EQ, DY, TP, EQ_BD | The attribute is used for an exchange of the EIC code (Energy identification Code). The length of the string is 16 characters as defined by the EIC code.
4 | FossilFuel | energyIdentCodeEic | str |  | FALSE | 16 | TP_BD, EQ, TP, EQ_BD | The attribute is used for an exchange of the EIC code (Energy identification Code). The length of the string is 16 characters as defined by the EIC code.
5 | FossilFuel | aggregate | bool |  | FALSE | 65536 | TP_BD, DL, SSH, EQ, DY, TP, EQ_BD, GL, SV | Aggregate identifier
6 | FossilFuel | fossilFuelType | enum FuelType |  | FALSE | 65536 | EQ
7 | FossilFuel | ThermalGeneratingUnit | ThermalGeneratingUnit |  | FALSE | 65536 | EQ
0 | Curve | rdfid | str |  | FALSE | 65536 | TP_BD, DL, SSH, EQ, DY, TP, EQ_BD, GL, SV | Master resource identifier issued by a model authority. The mRID is globally unique within an exchange context. Global uniqueness is easily achieved by using a UUID, as specified in RFC 4122, for the mRID. The use of UUID is strongly recommended.
1 | Curve | name | str |  | FALSE | 65536 | TP_BD, DL, SSH, EQ, DY, TP, EQ_BD, GL, SV | The name is any free human readable and possibly non unique text naming the object.
2 | Curve | shortName | str |  | FALSE | 12 | TP_BD, EQ, TP, EQ_BD | The attribute is used for an exchange of a human readable short name with length of the string 12 characters maximum.
3 | Curve | description | str |  | FALSE | 65536 | TP_BD, EQ, DY, TP, EQ_BD | The attribute is used for an exchange of the EIC code (Energy identification Code). The length of the string is 16 characters as defined by the EIC code.
4 | Curve | energyIdentCodeEic | str |  | FALSE | 16 | TP_BD, EQ, TP, EQ_BD | The attribute is used for an exchange of the EIC code (Energy identification Code). The length of the string is 16 characters as defined by the EIC code.
5 | Curve | aggregate | bool |  | FALSE | 65536 | TP_BD, DL, SSH, EQ, DY, TP, EQ_BD, GL, SV | Aggregate identifier
6 | Curve | curveStyle | enum CurveStyle |  | FALSE | 65536 | EQ | The style or shape of the curve.
7 | Curve | y1Unit | enum UnitSymbol |  | FALSE | 65536 | EQ
8 | Curve | y2Unit | enum UnitSymbol |  | FALSE | 65536 | EQ
9 | Curve | xUnit | enum UnitSymbol |  | FALSE | 65536 | EQ
0 | CurveData | Curve | Curve |  | FALSE | 65536 | EQ | The point data values that define this curve.
1 | CurveData | xvalue | float |  | FALSE | 65536 | EQ | The data value of the X-axis variable, depending on the X-axis units.
2 | CurveData | y1value | float |  | FALSE | 65536 | EQ | The data value of the first Y-axis variable, depending on the Y-axis units.
3 | CurveData | y2value | float |  | FALSE | 65536 | EQ | The data value of the second Y-axis variable (if present), depending on the Y-axis units.
0 | SvPowerFlow | Terminal | Terminal |  | FALSE | 65536 | SV | The terminal associated with the power flow state variable. Default: None
1 | SvPowerFlow | p | float | MW | FALSE | 65536 | SV | The active power flow. Load sign convention is used, i.e. positive sign means flow out from a TopologicalNode (bus) into the conducting equipment. Default: 0.0
2 | SvPowerFlow | q | float | MW | FALSE | 65536 | SV | The reactive power flow. Load sign convention is used, i.e. positive sign means flow out from a TopologicalNode (bus) into the conducting equipment. Default: 0.0
0 | SvVoltage | TopologicalNode | TopologicalNode |  | FALSE | 65536 | SV | The state voltage associated with the topological node. Default: None
1 | SvVoltage | v | float | kV | FALSE | 65536 | SV | The voltage magnitude of the topological node. Default: 0.0
2 | SvVoltage | angle | float | deg | FALSE | 65536 | SV | The voltage angle of the topological node complex voltage with respect to system reference. Default: 0.0
0 | SvShuntCompensatorSections | ShuntCompensator | ShuntCompensator |  | TRUE | 65536 | SV | The shunt compensator for which the state applies.
1 | SvShuntCompensatorSections | sections | int |  | FALSE | 65536 | SV | The number of sections in service as a continous variable. To get integer value scale with ShuntCompensator.bPerSection.
0 | SvTapStep | position | int |  | TRUE | 65536 | SV | The floating point tap position. This is not the tap ratio, but rather the tap step position as defined by the related tap changer model and normally is constrained to be within the range of minimum and maximum tap positions.
1 | SvTapStep | TapChanger | TapChanger | kV | TRUE | 65536 | SV | The tap changer associated with the tap step state