## Profiles
ClassSimpleName | ClassFullName | Property-AttributeAssociationSimple | Property-AttributeAssociationFull | Multiplicity | Datatype | Type | Stereotype | Profile
WindGeneratingUnit | http://iec.ch/TC57/2013/CIM-schema-cim16#WindGeneratingUnit | windGenUnitType | http://iec.ch/TC57/2013/CIM-schema-cim16#WindGeneratingUnit.windGenUnitType | 1..1 | [http://iec.ch/TC57/2013/CIM-schema-cim16#WindGenUnitKind.offshore, http://iec.ch/TC57/2013/CIM-schema-cim16#WindGenUnitKind.onshore] | Enumeration |  | EQ
WindGeneratingUnit | http://iec.ch/TC57/2013/CIM-schema-cim16#WindGeneratingUnit | ratedNetMaxP | http://iec.ch/TC57/2013/CIM-schema-cim16#GeneratingUnit.ratedNetMaxP | 0..1 | Float | Attribute |  | EQ
WindGeneratingUnit | http://iec.ch/TC57/2013/CIM-schema-cim16#WindGeneratingUnit | variableCost | http://iec.ch/TC57/2013/CIM-schema-cim16#GeneratingUnit.variableCost | 0..1 | Decimal | Attribute |  | EQ
WindGeneratingUnit | http://iec.ch/TC57/2013/CIM-schema-cim16#WindGeneratingUnit | totalEfficiency | http://iec.ch/TC57/2013/CIM-schema-cim16#GeneratingUnit.totalEfficiency | 0..1 | Float | Attribute |  | EQ
WindGeneratingUnit | http://iec.ch/TC57/2013/CIM-schema-cim16#WindGeneratingUnit | startupCost | http://iec.ch/TC57/2013/CIM-schema-cim16#GeneratingUnit.startupCost | 0..1 | Decimal | Attribute |  | EQ
WindGeneratingUnit | http://iec.ch/TC57/2013/CIM-schema-cim16#WindGeneratingUnit | governorSCD | http://iec.ch/TC57/2013/CIM-schema-cim16#GeneratingUnit.governorSCD | 0..1 | Float | Attribute |  | EQ
WindGeneratingUnit | http://iec.ch/TC57/2013/CIM-schema-cim16#WindGeneratingUnit | ratedGrossMaxP | http://iec.ch/TC57/2013/CIM-schema-cim16#GeneratingUnit.ratedGrossMaxP | 0..1 | Float | Attribute |  | EQ
WindGeneratingUnit | http://iec.ch/TC57/2013/CIM-schema-cim16#WindGeneratingUnit | nominalP | http://iec.ch/TC57/2013/CIM-schema-cim16#GeneratingUnit.nominalP | 0..1 | Float | Attribute |  | EQ
WindGeneratingUnit | http://iec.ch/TC57/2013/CIM-schema-cim16#WindGeneratingUnit | genControlSource | http://iec.ch/TC57/2013/CIM-schema-cim16#GeneratingUnit.genControlSource | 0..1 | [http://iec.ch/TC57/2013/CIM-schema-cim16#GeneratorControlSource.onAGC, http://iec.ch/TC57/2013/CIM-schema-cim16#GeneratorControlSource.unavailable, http://iec.ch/TC57/2013/CIM-schema-cim16#GeneratorControlSource.plantControl, http://iec.ch/TC57/2013/CIM-schema-cim16#GeneratorControlSource.offAGC] | Enumeration |  | EQ
WindGeneratingUnit | http://iec.ch/TC57/2013/CIM-schema-cim16#WindGeneratingUnit | longPF | http://iec.ch/TC57/2013/CIM-schema-cim16#GeneratingUnit.longPF | 0..1 | Float | Attribute |  | EQ
WindGeneratingUnit | http://iec.ch/TC57/2013/CIM-schema-cim16#WindGeneratingUnit | maxOperatingP | http://iec.ch/TC57/2013/CIM-schema-cim16#GeneratingUnit.maxOperatingP | 1..1 | Float | Attribute |  | EQ
WindGeneratingUnit | http://iec.ch/TC57/2013/CIM-schema-cim16#WindGeneratingUnit | shortPF | http://iec.ch/TC57/2013/CIM-schema-cim16#GeneratingUnit.shortPF | 0..1 | Float | Attribute |  | EQ
WindGeneratingUnit | http://iec.ch/TC57/2013/CIM-schema-cim16#WindGeneratingUnit | ratedGrossMinP | http://iec.ch/TC57/2013/CIM-schema-cim16#GeneratingUnit.ratedGrossMinP | 0..1 | Float | Attribute |  | EQ
WindGeneratingUnit | http://iec.ch/TC57/2013/CIM-schema-cim16#WindGeneratingUnit | minOperatingP | http://iec.ch/TC57/2013/CIM-schema-cim16#GeneratingUnit.minOperatingP | 1..1 | Float | Attribute |  | EQ
WindGeneratingUnit | http://iec.ch/TC57/2013/CIM-schema-cim16#WindGeneratingUnit | maximumAllowableSpinningReserve | http://iec.ch/TC57/2013/CIM-schema-cim16#GeneratingUnit.maximumAllowableSpinningReserve | 0..1 | Float | Attribute |  | EQ
WindGeneratingUnit | http://iec.ch/TC57/2013/CIM-schema-cim16#WindGeneratingUnit | initialP | http://iec.ch/TC57/2013/CIM-schema-cim16#GeneratingUnit.initialP | 1..1 | Float | Attribute |  | EQ
WindGeneratingUnit | http://iec.ch/TC57/2013/CIM-schema-cim16#WindGeneratingUnit | aggregate | http://iec.ch/TC57/2013/CIM-schema-cim16#Equipment.aggregate | 0..1 | Boolean | Attribute |  | EQ
WindGeneratingUnit | http://iec.ch/TC57/2013/CIM-schema-cim16#WindGeneratingUnit | EquipmentContainer | http://iec.ch/TC57/2013/CIM-schema-cim16#Equipment.EquipmentContainer | 0..1 | N/A | Association |  | EQ
WindGeneratingUnit | http://iec.ch/TC57/2013/CIM-schema-cim16#WindGeneratingUnit | energyIdentCodeEic | http://entsoe.eu/CIM/SchemaExtension/3/1#IdentifiedObject.energyIdentCodeEic | 0..1 | String | Attribute |  | EQ
WindGeneratingUnit | http://iec.ch/TC57/2013/CIM-schema-cim16#WindGeneratingUnit | name | http://iec.ch/TC57/2013/CIM-schema-cim16#IdentifiedObject.name | 1..1 | String | Attribute |  | EQ
WindGeneratingUnit | http://iec.ch/TC57/2013/CIM-schema-cim16#WindGeneratingUnit | mRID | http://iec.ch/TC57/2013/CIM-schema-cim16#IdentifiedObject.mRID | 0..1 | String | Attribute |  | EQ
WindGeneratingUnit | http://iec.ch/TC57/2013/CIM-schema-cim16#WindGeneratingUnit | shortName | http://entsoe.eu/CIM/SchemaExtension/3/1#IdentifiedObject.shortName | 0..1 | String | Attribute |  | EQ
WindGeneratingUnit | http://iec.ch/TC57/2013/CIM-schema-cim16#WindGeneratingUnit | description | http://iec.ch/TC57/2013/CIM-schema-cim16#IdentifiedObject.description | 0..1 | String | Attribute |  | EQ
ThermalGeneratingUnit | http://iec.ch/TC57/2013/CIM-schema-cim16#ThermalGeneratingUnit | ratedNetMaxP | http://iec.ch/TC57/2013/CIM-schema-cim16#GeneratingUnit.ratedNetMaxP | 0..1 | Float | Attribute |  | EQ
ThermalGeneratingUnit | http://iec.ch/TC57/2013/CIM-schema-cim16#ThermalGeneratingUnit | variableCost | http://iec.ch/TC57/2013/CIM-schema-cim16#GeneratingUnit.variableCost | 0..1 | Decimal | Attribute |  | EQ
ThermalGeneratingUnit | http://iec.ch/TC57/2013/CIM-schema-cim16#ThermalGeneratingUnit | totalEfficiency | http://iec.ch/TC57/2013/CIM-schema-cim16#GeneratingUnit.totalEfficiency | 0..1 | Float | Attribute |  | EQ
ThermalGeneratingUnit | http://iec.ch/TC57/2013/CIM-schema-cim16#ThermalGeneratingUnit | startupCost | http://iec.ch/TC57/2013/CIM-schema-cim16#GeneratingUnit.startupCost | 0..1 | Decimal | Attribute |  | EQ
ThermalGeneratingUnit | http://iec.ch/TC57/2013/CIM-schema-cim16#ThermalGeneratingUnit | governorSCD | http://iec.ch/TC57/2013/CIM-schema-cim16#GeneratingUnit.governorSCD | 0..1 | Float | Attribute |  | EQ
ThermalGeneratingUnit | http://iec.ch/TC57/2013/CIM-schema-cim16#ThermalGeneratingUnit | ratedGrossMaxP | http://iec.ch/TC57/2013/CIM-schema-cim16#GeneratingUnit.ratedGrossMaxP | 0..1 | Float | Attribute |  | EQ
ThermalGeneratingUnit | http://iec.ch/TC57/2013/CIM-schema-cim16#ThermalGeneratingUnit | nominalP | http://iec.ch/TC57/2013/CIM-schema-cim16#GeneratingUnit.nominalP | 0..1 | Float | Attribute |  | EQ
ThermalGeneratingUnit | http://iec.ch/TC57/2013/CIM-schema-cim16#ThermalGeneratingUnit | genControlSource | http://iec.ch/TC57/2013/CIM-schema-cim16#GeneratingUnit.genControlSource | 0..1 | [http://iec.ch/TC57/2013/CIM-schema-cim16#GeneratorControlSource.onAGC, http://iec.ch/TC57/2013/CIM-schema-cim16#GeneratorControlSource.unavailable, http://iec.ch/TC57/2013/CIM-schema-cim16#GeneratorControlSource.plantControl, http://iec.ch/TC57/2013/CIM-schema-cim16#GeneratorControlSource.offAGC] | Enumeration |  | EQ
ThermalGeneratingUnit | http://iec.ch/TC57/2013/CIM-schema-cim16#ThermalGeneratingUnit | longPF | http://iec.ch/TC57/2013/CIM-schema-cim16#GeneratingUnit.longPF | 0..1 | Float | Attribute |  | EQ
ThermalGeneratingUnit | http://iec.ch/TC57/2013/CIM-schema-cim16#ThermalGeneratingUnit | maxOperatingP | http://iec.ch/TC57/2013/CIM-schema-cim16#GeneratingUnit.maxOperatingP | 1..1 | Float | Attribute |  | EQ
ThermalGeneratingUnit | http://iec.ch/TC57/2013/CIM-schema-cim16#ThermalGeneratingUnit | shortPF | http://iec.ch/TC57/2013/CIM-schema-cim16#GeneratingUnit.shortPF | 0..1 | Float | Attribute |  | EQ
ThermalGeneratingUnit | http://iec.ch/TC57/2013/CIM-schema-cim16#ThermalGeneratingUnit | ratedGrossMinP | http://iec.ch/TC57/2013/CIM-schema-cim16#GeneratingUnit.ratedGrossMinP | 0..1 | Float | Attribute |  | EQ
ThermalGeneratingUnit | http://iec.ch/TC57/2013/CIM-schema-cim16#ThermalGeneratingUnit | minOperatingP | http://iec.ch/TC57/2013/CIM-schema-cim16#GeneratingUnit.minOperatingP | 1..1 | Float | Attribute |  | EQ
ThermalGeneratingUnit | http://iec.ch/TC57/2013/CIM-schema-cim16#ThermalGeneratingUnit | maximumAllowableSpinningReserve | http://iec.ch/TC57/2013/CIM-schema-cim16#GeneratingUnit.maximumAllowableSpinningReserve | 0..1 | Float | Attribute |  | EQ
ThermalGeneratingUnit | http://iec.ch/TC57/2013/CIM-schema-cim16#ThermalGeneratingUnit | initialP | http://iec.ch/TC57/2013/CIM-schema-cim16#GeneratingUnit.initialP | 1..1 | Float | Attribute |  | EQ
ThermalGeneratingUnit | http://iec.ch/TC57/2013/CIM-schema-cim16#ThermalGeneratingUnit | aggregate | http://iec.ch/TC57/2013/CIM-schema-cim16#Equipment.aggregate | 0..1 | Boolean | Attribute |  | EQ
ThermalGeneratingUnit | http://iec.ch/TC57/2013/CIM-schema-cim16#ThermalGeneratingUnit | EquipmentContainer | http://iec.ch/TC57/2013/CIM-schema-cim16#Equipment.EquipmentContainer | 0..1 | N/A | Association |  | EQ
ThermalGeneratingUnit | http://iec.ch/TC57/2013/CIM-schema-cim16#ThermalGeneratingUnit | energyIdentCodeEic | http://entsoe.eu/CIM/SchemaExtension/3/1#IdentifiedObject.energyIdentCodeEic | 0..1 | String | Attribute |  | EQ
ThermalGeneratingUnit | http://iec.ch/TC57/2013/CIM-schema-cim16#ThermalGeneratingUnit | name | http://iec.ch/TC57/2013/CIM-schema-cim16#IdentifiedObject.name | 1..1 | String | Attribute |  | EQ
ThermalGeneratingUnit | http://iec.ch/TC57/2013/CIM-schema-cim16#ThermalGeneratingUnit | mRID | http://iec.ch/TC57/2013/CIM-schema-cim16#IdentifiedObject.mRID | 0..1 | String | Attribute |  | EQ
ThermalGeneratingUnit | http://iec.ch/TC57/2013/CIM-schema-cim16#ThermalGeneratingUnit | shortName | http://entsoe.eu/CIM/SchemaExtension/3/1#IdentifiedObject.shortName | 0..1 | String | Attribute |  | EQ
ThermalGeneratingUnit | http://iec.ch/TC57/2013/CIM-schema-cim16#ThermalGeneratingUnit | description | http://iec.ch/TC57/2013/CIM-schema-cim16#IdentifiedObject.description | 0..1 | String | Attribute |  | EQ
VsConverter | http://iec.ch/TC57/2013/CIM-schema-cim16#VsConverter | CapabilityCurve | http://iec.ch/TC57/2013/CIM-schema-cim16#VsConverter.CapabilityCurve | 0..1 | N/A | Association |  | EQ
VsConverter | http://iec.ch/TC57/2013/CIM-schema-cim16#VsConverter | maxModulationIndex | http://iec.ch/TC57/2013/CIM-schema-cim16#VsConverter.maxModulationIndex | 0..1 | Float | Attribute |  | EQ
VsConverter | http://iec.ch/TC57/2013/CIM-schema-cim16#VsConverter | maxValveCurrent | http://iec.ch/TC57/2013/CIM-schema-cim16#VsConverter.maxValveCurrent | 0..1 | Float | Attribute |  | EQ
VsConverter | http://iec.ch/TC57/2013/CIM-schema-cim16#VsConverter | baseS | http://iec.ch/TC57/2013/CIM-schema-cim16#ACDCConverter.baseS | 0..1 | Float | Attribute |  | EQ
VsConverter | http://iec.ch/TC57/2013/CIM-schema-cim16#VsConverter | resistiveLoss | http://iec.ch/TC57/2013/CIM-schema-cim16#ACDCConverter.resistiveLoss | 0..1 | Float | Attribute |  | EQ
VsConverter | http://iec.ch/TC57/2013/CIM-schema-cim16#VsConverter | minUdc | http://iec.ch/TC57/2013/CIM-schema-cim16#ACDCConverter.minUdc | 0..1 | Float | Attribute |  | EQ
VsConverter | http://iec.ch/TC57/2013/CIM-schema-cim16#VsConverter | switchingLoss | http://iec.ch/TC57/2013/CIM-schema-cim16#ACDCConverter.switchingLoss | 0..1 | Float | Attribute |  | EQ
VsConverter | http://iec.ch/TC57/2013/CIM-schema-cim16#VsConverter | numberOfValves | http://iec.ch/TC57/2013/CIM-schema-cim16#ACDCConverter.numberOfValves | 0..1 | Integer | Attribute |  | EQ
VsConverter | http://iec.ch/TC57/2013/CIM-schema-cim16#VsConverter | ratedUdc | http://iec.ch/TC57/2013/CIM-schema-cim16#ACDCConverter.ratedUdc | 0..1 | Float | Attribute |  | EQ
VsConverter | http://iec.ch/TC57/2013/CIM-schema-cim16#VsConverter | PccTerminal | http://iec.ch/TC57/2013/CIM-schema-cim16#ACDCConverter.PccTerminal | 0..1 | N/A | Association |  | EQ
VsConverter | http://iec.ch/TC57/2013/CIM-schema-cim16#VsConverter | idleLoss | http://iec.ch/TC57/2013/CIM-schema-cim16#ACDCConverter.idleLoss | 0..1 | Float | Attribute |  | EQ
VsConverter | http://iec.ch/TC57/2013/CIM-schema-cim16#VsConverter | maxUdc | http://iec.ch/TC57/2013/CIM-schema-cim16#ACDCConverter.maxUdc | 0..1 | Float | Attribute |  | EQ
VsConverter | http://iec.ch/TC57/2013/CIM-schema-cim16#VsConverter | valveU0 | http://iec.ch/TC57/2013/CIM-schema-cim16#ACDCConverter.valveU0 | 0..1 | Float | Attribute |  | EQ
VsConverter | http://iec.ch/TC57/2013/CIM-schema-cim16#VsConverter | BaseVoltage | http://iec.ch/TC57/2013/CIM-schema-cim16#ConductingEquipment.BaseVoltage | 0..1 | N/A | Association |  | EQ
VsConverter | http://iec.ch/TC57/2013/CIM-schema-cim16#VsConverter | aggregate | http://iec.ch/TC57/2013/CIM-schema-cim16#Equipment.aggregate | 0..1 | Boolean | Attribute |  | EQ
VsConverter | http://iec.ch/TC57/2013/CIM-schema-cim16#VsConverter | EquipmentContainer | http://iec.ch/TC57/2013/CIM-schema-cim16#Equipment.EquipmentContainer | 0..1 | N/A | Association |  | EQ
VsConverter | http://iec.ch/TC57/2013/CIM-schema-cim16#VsConverter | energyIdentCodeEic | http://entsoe.eu/CIM/SchemaExtension/3/1#IdentifiedObject.energyIdentCodeEic | 0..1 | String | Attribute |  | EQ
VsConverter | http://iec.ch/TC57/2013/CIM-schema-cim16#VsConverter | name | http://iec.ch/TC57/2013/CIM-schema-cim16#IdentifiedObject.name | 1..1 | String | Attribute |  | EQ
VsConverter | http://iec.ch/TC57/2013/CIM-schema-cim16#VsConverter | mRID | http://iec.ch/TC57/2013/CIM-schema-cim16#IdentifiedObject.mRID | 0..1 | String | Attribute |  | EQ
VsConverter | http://iec.ch/TC57/2013/CIM-schema-cim16#VsConverter | shortName | http://entsoe.eu/CIM/SchemaExtension/3/1#IdentifiedObject.shortName | 0..1 | String | Attribute |  | EQ
VsConverter | http://iec.ch/TC57/2013/CIM-schema-cim16#VsConverter | description | http://iec.ch/TC57/2013/CIM-schema-cim16#IdentifiedObject.description | 0..1 | String | Attribute |  | EQ
EnergySource | http://iec.ch/TC57/2013/CIM-schema-cim16#EnergySource | voltageAngle | http://iec.ch/TC57/2013/CIM-schema-cim16#EnergySource.voltageAngle | 0..1 | Float | Attribute |  | EQ
EnergySource | http://iec.ch/TC57/2013/CIM-schema-cim16#EnergySource | nominalVoltage | http://iec.ch/TC57/2013/CIM-schema-cim16#EnergySource.nominalVoltage | 0..1 | Float | Attribute |  | EQ
EnergySource | http://iec.ch/TC57/2013/CIM-schema-cim16#EnergySource | xn | http://iec.ch/TC57/2013/CIM-schema-cim16#EnergySource.xn | 0..1 | Float | Attribute |  | EQ
EnergySource | http://iec.ch/TC57/2013/CIM-schema-cim16#EnergySource | x | http://iec.ch/TC57/2013/CIM-schema-cim16#EnergySource.x | 0..1 | Float | Attribute |  | EQ
EnergySource | http://iec.ch/TC57/2013/CIM-schema-cim16#EnergySource | EnergySchedulingType | http://entsoe.eu/CIM/SchemaExtension/3/1#EnergySource.EnergySchedulingType | 0..1 | N/A | Association |  | EQ
EnergySource | http://iec.ch/TC57/2013/CIM-schema-cim16#EnergySource | voltageMagnitude | http://iec.ch/TC57/2013/CIM-schema-cim16#EnergySource.voltageMagnitude | 0..1 | Float | Attribute |  | EQ
EnergySource | http://iec.ch/TC57/2013/CIM-schema-cim16#EnergySource | r | http://iec.ch/TC57/2013/CIM-schema-cim16#EnergySource.r | 0..1 | Float | Attribute |  | EQ
EnergySource | http://iec.ch/TC57/2013/CIM-schema-cim16#EnergySource | x0 | http://iec.ch/TC57/2013/CIM-schema-cim16#EnergySource.x0 | 0..1 | Float | Attribute |  | EQ
EnergySource | http://iec.ch/TC57/2013/CIM-schema-cim16#EnergySource | r0 | http://iec.ch/TC57/2013/CIM-schema-cim16#EnergySource.r0 | 0..1 | Float | Attribute |  | EQ
EnergySource | http://iec.ch/TC57/2013/CIM-schema-cim16#EnergySource | rn | http://iec.ch/TC57/2013/CIM-schema-cim16#EnergySource.rn | 0..1 | Float | Attribute |  | EQ
EnergySource | http://iec.ch/TC57/2013/CIM-schema-cim16#EnergySource | BaseVoltage | http://iec.ch/TC57/2013/CIM-schema-cim16#ConductingEquipment.BaseVoltage | 0..1 | N/A | Association |  | EQ
EnergySource | http://iec.ch/TC57/2013/CIM-schema-cim16#EnergySource | aggregate | http://iec.ch/TC57/2013/CIM-schema-cim16#Equipment.aggregate | 0..1 | Boolean | Attribute |  | EQ
EnergySource | http://iec.ch/TC57/2013/CIM-schema-cim16#EnergySource | EquipmentContainer | http://iec.ch/TC57/2013/CIM-schema-cim16#Equipment.EquipmentContainer | 0..1 | N/A | Association |  | EQ
EnergySource | http://iec.ch/TC57/2013/CIM-schema-cim16#EnergySource | energyIdentCodeEic | http://entsoe.eu/CIM/SchemaExtension/3/1#IdentifiedObject.energyIdentCodeEic | 0..1 | String | Attribute |  | EQ
EnergySource | http://iec.ch/TC57/2013/CIM-schema-cim16#EnergySource | name | http://iec.ch/TC57/2013/CIM-schema-cim16#IdentifiedObject.name | 1..1 | String | Attribute |  | EQ
EnergySource | http://iec.ch/TC57/2013/CIM-schema-cim16#EnergySource | mRID | http://iec.ch/TC57/2013/CIM-schema-cim16#IdentifiedObject.mRID | 0..1 | String | Attribute |  | EQ
EnergySource | http://iec.ch/TC57/2013/CIM-schema-cim16#EnergySource | shortName | http://entsoe.eu/CIM/SchemaExtension/3/1#IdentifiedObject.shortName | 0..1 | String | Attribute |  | EQ
EnergySource | http://iec.ch/TC57/2013/CIM-schema-cim16#EnergySource | description | http://iec.ch/TC57/2013/CIM-schema-cim16#IdentifiedObject.description | 0..1 | String | Attribute |  | EQ
LoadResponseCharacteristic | http://iec.ch/TC57/2013/CIM-schema-cim16#LoadResponseCharacteristic | pConstantCurrent | http://iec.ch/TC57/2013/CIM-schema-cim16#LoadResponseCharacteristic.pConstantCurrent | 0..1 | Float | Attribute |  | EQ
LoadResponseCharacteristic | http://iec.ch/TC57/2013/CIM-schema-cim16#LoadResponseCharacteristic | qConstantPower | http://iec.ch/TC57/2013/CIM-schema-cim16#LoadResponseCharacteristic.qConstantPower | 0..1 | Float | Attribute |  | EQ
LoadResponseCharacteristic | http://iec.ch/TC57/2013/CIM-schema-cim16#LoadResponseCharacteristic | pConstantPower | http://iec.ch/TC57/2013/CIM-schema-cim16#LoadResponseCharacteristic.pConstantPower | 0..1 | Float | Attribute |  | EQ
LoadResponseCharacteristic | http://iec.ch/TC57/2013/CIM-schema-cim16#LoadResponseCharacteristic | pFrequencyExponent | http://iec.ch/TC57/2013/CIM-schema-cim16#LoadResponseCharacteristic.pFrequencyExponent | 0..1 | Float | Attribute |  | EQ
LoadResponseCharacteristic | http://iec.ch/TC57/2013/CIM-schema-cim16#LoadResponseCharacteristic | qFrequencyExponent | http://iec.ch/TC57/2013/CIM-schema-cim16#LoadResponseCharacteristic.qFrequencyExponent | 0..1 | Float | Attribute |  | EQ
LoadResponseCharacteristic | http://iec.ch/TC57/2013/CIM-schema-cim16#LoadResponseCharacteristic | pVoltageExponent | http://iec.ch/TC57/2013/CIM-schema-cim16#LoadResponseCharacteristic.pVoltageExponent | 0..1 | Float | Attribute |  | EQ
LoadResponseCharacteristic | http://iec.ch/TC57/2013/CIM-schema-cim16#LoadResponseCharacteristic | exponentModel | http://iec.ch/TC57/2013/CIM-schema-cim16#LoadResponseCharacteristic.exponentModel | 1..1 | Boolean | Attribute |  | EQ
LoadResponseCharacteristic | http://iec.ch/TC57/2013/CIM-schema-cim16#LoadResponseCharacteristic | qConstantImpedance | http://iec.ch/TC57/2013/CIM-schema-cim16#LoadResponseCharacteristic.qConstantImpedance | 0..1 | Float | Attribute |  | EQ
LoadResponseCharacteristic | http://iec.ch/TC57/2013/CIM-schema-cim16#LoadResponseCharacteristic | pConstantImpedance | http://iec.ch/TC57/2013/CIM-schema-cim16#LoadResponseCharacteristic.pConstantImpedance | 0..1 | Float | Attribute |  | EQ
LoadResponseCharacteristic | http://iec.ch/TC57/2013/CIM-schema-cim16#LoadResponseCharacteristic | qVoltageExponent | http://iec.ch/TC57/2013/CIM-schema-cim16#LoadResponseCharacteristic.qVoltageExponent | 0..1 | Float | Attribute |  | EQ
LoadResponseCharacteristic | http://iec.ch/TC57/2013/CIM-schema-cim16#LoadResponseCharacteristic | qConstantCurrent | http://iec.ch/TC57/2013/CIM-schema-cim16#LoadResponseCharacteristic.qConstantCurrent | 0..1 | Float | Attribute |  | EQ
LoadResponseCharacteristic | http://iec.ch/TC57/2013/CIM-schema-cim16#LoadResponseCharacteristic | energyIdentCodeEic | http://entsoe.eu/CIM/SchemaExtension/3/1#IdentifiedObject.energyIdentCodeEic | 0..1 | String | Attribute |  | EQ
LoadResponseCharacteristic | http://iec.ch/TC57/2013/CIM-schema-cim16#LoadResponseCharacteristic | name | http://iec.ch/TC57/2013/CIM-schema-cim16#IdentifiedObject.name | 1..1 | String | Attribute |  | EQ
LoadResponseCharacteristic | http://iec.ch/TC57/2013/CIM-schema-cim16#LoadResponseCharacteristic | mRID | http://iec.ch/TC57/2013/CIM-schema-cim16#IdentifiedObject.mRID | 0..1 | String | Attribute |  | EQ
LoadResponseCharacteristic | http://iec.ch/TC57/2013/CIM-schema-cim16#LoadResponseCharacteristic | shortName | http://entsoe.eu/CIM/SchemaExtension/3/1#IdentifiedObject.shortName | 0..1 | String | Attribute |  | EQ
LoadResponseCharacteristic | http://iec.ch/TC57/2013/CIM-schema-cim16#LoadResponseCharacteristic | description | http://iec.ch/TC57/2013/CIM-schema-cim16#IdentifiedObject.description | 0..1 | String | Attribute |  | EQ
GeographicalRegion | http://iec.ch/TC57/2013/CIM-schema-cim16#GeographicalRegion | energyIdentCodeEic | http://entsoe.eu/CIM/SchemaExtension/3/1#IdentifiedObject.energyIdentCodeEic | 0..1 | String | Attribute |  | EQ
GeographicalRegion | http://iec.ch/TC57/2013/CIM-schema-cim16#GeographicalRegion | name | http://iec.ch/TC57/2013/CIM-schema-cim16#IdentifiedObject.name | 1..1 | String | Attribute |  | EQ
GeographicalRegion | http://iec.ch/TC57/2013/CIM-schema-cim16#GeographicalRegion | mRID | http://iec.ch/TC57/2013/CIM-schema-cim16#IdentifiedObject.mRID | 0..1 | String | Attribute |  | EQ
GeographicalRegion | http://iec.ch/TC57/2013/CIM-schema-cim16#GeographicalRegion | shortName | http://entsoe.eu/CIM/SchemaExtension/3/1#IdentifiedObject.shortName | 0..1 | String | Attribute |  | EQ
GeographicalRegion | http://iec.ch/TC57/2013/CIM-schema-cim16#GeographicalRegion | description | http://iec.ch/TC57/2013/CIM-schema-cim16#IdentifiedObject.description | 0..1 | String | Attribute |  | EQ
HydroPowerPlant | http://iec.ch/TC57/2013/CIM-schema-cim16#HydroPowerPlant | hydroPlantStorageType | http://iec.ch/TC57/2013/CIM-schema-cim16#HydroPowerPlant.hydroPlantStorageType | 1..1 | [http://iec.ch/TC57/2013/CIM-schema-cim16#HydroPlantStorageKind.pumpedStorage, http://iec.ch/TC57/2013/CIM-schema-cim16#HydroPlantStorageKind.storage, http://iec.ch/TC57/2013/CIM-schema-cim16#HydroPlantStorageKind.runOfRiver] | Enumeration |  | EQ
HydroPowerPlant | http://iec.ch/TC57/2013/CIM-schema-cim16#HydroPowerPlant | energyIdentCodeEic | http://entsoe.eu/CIM/SchemaExtension/3/1#IdentifiedObject.energyIdentCodeEic | 0..1 | String | Attribute |  | EQ
HydroPowerPlant | http://iec.ch/TC57/2013/CIM-schema-cim16#HydroPowerPlant | name | http://iec.ch/TC57/2013/CIM-schema-cim16#IdentifiedObject.name | 1..1 | String | Attribute |  | EQ
HydroPowerPlant | http://iec.ch/TC57/2013/CIM-schema-cim16#HydroPowerPlant | mRID | http://iec.ch/TC57/2013/CIM-schema-cim16#IdentifiedObject.mRID | 0..1 | String | Attribute |  | EQ
HydroPowerPlant | http://iec.ch/TC57/2013/CIM-schema-cim16#HydroPowerPlant | shortName | http://entsoe.eu/CIM/SchemaExtension/3/1#IdentifiedObject.shortName | 0..1 | String | Attribute |  | EQ
HydroPowerPlant | http://iec.ch/TC57/2013/CIM-schema-cim16#HydroPowerPlant | description | http://iec.ch/TC57/2013/CIM-schema-cim16#IdentifiedObject.description | 0..1 | String | Attribute |  | EQ
GroundingImpedance | http://iec.ch/TC57/2013/CIM-schema-cim16#GroundingImpedance | x | http://iec.ch/TC57/2013/CIM-schema-cim16#GroundingImpedance.x | 1..1 | Float | Attribute |  | EQ
GroundingImpedance | http://iec.ch/TC57/2013/CIM-schema-cim16#GroundingImpedance | r | http://iec.ch/TC57/2013/CIM-schema-cim16#EarthFaultCompensator.r | 0..1 | Float | Attribute |  | EQ
GroundingImpedance | http://iec.ch/TC57/2013/CIM-schema-cim16#GroundingImpedance | BaseVoltage | http://iec.ch/TC57/2013/CIM-schema-cim16#ConductingEquipment.BaseVoltage | 0..1 | N/A | Association |  | EQ
GroundingImpedance | http://iec.ch/TC57/2013/CIM-schema-cim16#GroundingImpedance | aggregate | http://iec.ch/TC57/2013/CIM-schema-cim16#Equipment.aggregate | 0..1 | Boolean | Attribute |  | EQ
GroundingImpedance | http://iec.ch/TC57/2013/CIM-schema-cim16#GroundingImpedance | EquipmentContainer | http://iec.ch/TC57/2013/CIM-schema-cim16#Equipment.EquipmentContainer | 0..1 | N/A | Association |  | EQ
GroundingImpedance | http://iec.ch/TC57/2013/CIM-schema-cim16#GroundingImpedance | energyIdentCodeEic | http://entsoe.eu/CIM/SchemaExtension/3/1#IdentifiedObject.energyIdentCodeEic | 0..1 | String | Attribute |  | EQ
GroundingImpedance | http://iec.ch/TC57/2013/CIM-schema-cim16#GroundingImpedance | name | http://iec.ch/TC57/2013/CIM-schema-cim16#IdentifiedObject.name | 1..1 | String | Attribute |  | EQ
GroundingImpedance | http://iec.ch/TC57/2013/CIM-schema-cim16#GroundingImpedance | mRID | http://iec.ch/TC57/2013/CIM-schema-cim16#IdentifiedObject.mRID | 0..1 | String | Attribute |  | EQ
GroundingImpedance | http://iec.ch/TC57/2013/CIM-schema-cim16#GroundingImpedance | shortName | http://entsoe.eu/CIM/SchemaExtension/3/1#IdentifiedObject.shortName | 0..1 | String | Attribute |  | EQ
GroundingImpedance | http://iec.ch/TC57/2013/CIM-schema-cim16#GroundingImpedance | description | http://iec.ch/TC57/2013/CIM-schema-cim16#IdentifiedObject.description | 0..1 | String | Attribute |  | EQ
Discrete | http://iec.ch/TC57/2013/CIM-schema-cim16#Discrete | ValueAliasSet | http://iec.ch/TC57/2013/CIM-schema-cim16#Discrete.ValueAliasSet | 0..1 | N/A | Association |  | EQ
Discrete | http://iec.ch/TC57/2013/CIM-schema-cim16#Discrete | Terminal | http://iec.ch/TC57/2013/CIM-schema-cim16#Measurement.Terminal | 0..1 | N/A | Association |  | EQ
Discrete | http://iec.ch/TC57/2013/CIM-schema-cim16#Discrete | phases | http://iec.ch/TC57/2013/CIM-schema-cim16#Measurement.phases | 0..1 | [http://iec.ch/TC57/2013/CIM-schema-cim16#PhaseCode.BN, http://iec.ch/TC57/2013/CIM-schema-cim16#PhaseCode.ABCN, http://iec.ch/TC57/2013/CIM-schema-cim16#PhaseCode.s12N, http://iec.ch/TC57/2013/CIM-schema-cim16#PhaseCode.s12, http://iec.ch/TC57/2013/CIM-schema-cim16#PhaseCode.ABN, http://iec.ch/TC57/2013/CIM-schema-cim16#PhaseCode.BC, http://iec.ch/TC57/2013/CIM-schema-cim16#PhaseCode.BCN, http://iec.ch/TC57/2013/CIM-schema-cim16#PhaseCode.N, http://iec.ch/TC57/2013/CIM-schema-cim16#PhaseCode.s2N, http://iec.ch/TC57/2013/CIM-schema-cim16#PhaseCode.ABC, http://iec.ch/TC57/2013/CIM-schema-cim16#PhaseCode.s1, http://iec.ch/TC57/2013/CIM-schema-cim16#PhaseCode.s2, http://iec.ch/TC57/2013/CIM-schema-cim16#PhaseCode.AN, http://iec.ch/TC57/2013/CIM-schema-cim16#PhaseCode.B, http://iec.ch/TC57/2013/CIM-schema-cim16#PhaseCode.A, http://iec.ch/TC57/2013/CIM-schema-cim16#PhaseCode.CN, http://iec.ch/TC57/2013/CIM-schema-cim16#PhaseCode.C, http://iec.ch/TC57/2013/CIM-schema-cim16#PhaseCode.AB, http://iec.ch/TC57/2013/CIM-schema-cim16#PhaseCode.ACN, http://iec.ch/TC57/2013/CIM-schema-cim16#PhaseCode.AC, http://iec.ch/TC57/2013/CIM-schema-cim16#PhaseCode.s1N] | Enumeration |  | EQ
Discrete | http://iec.ch/TC57/2013/CIM-schema-cim16#Discrete | measurementType | http://iec.ch/TC57/2013/CIM-schema-cim16#Measurement.measurementType | 1..1 | String | Attribute |  | EQ
Discrete | http://iec.ch/TC57/2013/CIM-schema-cim16#Discrete | unitSymbol | http://iec.ch/TC57/2013/CIM-schema-cim16#Measurement.unitSymbol | 1..1 | [http://iec.ch/TC57/2013/CIM-schema-cim16#UnitSymbol.h, http://iec.ch/TC57/2013/CIM-schema-cim16#UnitSymbol.g, http://iec.ch/TC57/2013/CIM-schema-cim16#UnitSymbol.m2, http://iec.ch/TC57/2013/CIM-schema-cim16#UnitSymbol.degC, http://iec.ch/TC57/2013/CIM-schema-cim16#UnitSymbol.deg, http://iec.ch/TC57/2013/CIM-schema-cim16#UnitSymbol.m3, http://iec.ch/TC57/2013/CIM-schema-cim16#UnitSymbol.Pa, http://iec.ch/TC57/2013/CIM-schema-cim16#UnitSymbol.s, http://iec.ch/TC57/2013/CIM-schema-cim16#UnitSymbol.VAh, http://iec.ch/TC57/2013/CIM-schema-cim16#UnitSymbol.VArh, http://iec.ch/TC57/2013/CIM-schema-cim16#UnitSymbol.m, http://iec.ch/TC57/2013/CIM-schema-cim16#UnitSymbol.VA, http://iec.ch/TC57/2013/CIM-schema-cim16#UnitSymbol.H, http://iec.ch/TC57/2013/CIM-schema-cim16#UnitSymbol.F, http://iec.ch/TC57/2013/CIM-schema-cim16#UnitSymbol.none, http://iec.ch/TC57/2013/CIM-schema-cim16#UnitSymbol.Wh, http://iec.ch/TC57/2013/CIM-schema-cim16#UnitSymbol.A, http://iec.ch/TC57/2013/CIM-schema-cim16#UnitSymbol.ohm, http://iec.ch/TC57/2013/CIM-schema-cim16#UnitSymbol.VAr, http://iec.ch/TC57/2013/CIM-schema-cim16#UnitSymbol.W, http://iec.ch/TC57/2013/CIM-schema-cim16#UnitSymbol.min, http://iec.ch/TC57/2013/CIM-schema-cim16#UnitSymbol.V, http://iec.ch/TC57/2013/CIM-schema-cim16#UnitSymbol.S, http://iec.ch/TC57/2013/CIM-schema-cim16#UnitSymbol.Hz, http://iec.ch/TC57/2013/CIM-schema-cim16#UnitSymbol.rad, http://iec.ch/TC57/2013/CIM-schema-cim16#UnitSymbol.N, http://iec.ch/TC57/2013/CIM-schema-cim16#UnitSymbol.J] | Enumeration |  | EQ
Discrete | http://iec.ch/TC57/2013/CIM-schema-cim16#Discrete | PowerSystemResource | http://iec.ch/TC57/2013/CIM-schema-cim16#Measurement.PowerSystemResource | 1..1 | N/A | Association |  | EQ
Discrete | http://iec.ch/TC57/2013/CIM-schema-cim16#Discrete | unitMultiplier | http://iec.ch/TC57/2013/CIM-schema-cim16#Measurement.unitMultiplier | 1..1 | [http://iec.ch/TC57/2013/CIM-schema-cim16#UnitMultiplier.micro, http://iec.ch/TC57/2013/CIM-schema-cim16#UnitMultiplier.k, http://iec.ch/TC57/2013/CIM-schema-cim16#UnitMultiplier.d, http://iec.ch/TC57/2013/CIM-schema-cim16#UnitMultiplier.m, http://iec.ch/TC57/2013/CIM-schema-cim16#UnitMultiplier.p, http://iec.ch/TC57/2013/CIM-schema-cim16#UnitMultiplier.n, http://iec.ch/TC57/2013/CIM-schema-cim16#UnitMultiplier.T, http://iec.ch/TC57/2013/CIM-schema-cim16#UnitMultiplier.c, http://iec.ch/TC57/2013/CIM-schema-cim16#UnitMultiplier.G, http://iec.ch/TC57/2013/CIM-schema-cim16#UnitMultiplier.none, http://iec.ch/TC57/2013/CIM-schema-cim16#UnitMultiplier.M] | Enumeration |  | EQ
Discrete | http://iec.ch/TC57/2013/CIM-schema-cim16#Discrete | energyIdentCodeEic | http://entsoe.eu/CIM/SchemaExtension/3/1#IdentifiedObject.energyIdentCodeEic | 0..1 | String | Attribute |  | EQ
Discrete | http://iec.ch/TC57/2013/CIM-schema-cim16#Discrete | name | http://iec.ch/TC57/2013/CIM-schema-cim16#IdentifiedObject.name | 1..1 | String | Attribute |  | EQ
Discrete | http://iec.ch/TC57/2013/CIM-schema-cim16#Discrete | mRID | http://iec.ch/TC57/2013/CIM-schema-cim16#IdentifiedObject.mRID | 0..1 | String | Attribute |  | EQ
Discrete | http://iec.ch/TC57/2013/CIM-schema-cim16#Discrete | shortName | http://entsoe.eu/CIM/SchemaExtension/3/1#IdentifiedObject.shortName | 0..1 | String | Attribute |  | EQ
Discrete | http://iec.ch/TC57/2013/CIM-schema-cim16#Discrete | description | http://iec.ch/TC57/2013/CIM-schema-cim16#IdentifiedObject.description | 0..1 | String | Attribute |  | EQ
NonlinearShuntCompensatorPoint | http://iec.ch/TC57/2013/CIM-schema-cim16#NonlinearShuntCompensatorPoint | g | http://iec.ch/TC57/2013/CIM-schema-cim16#NonlinearShuntCompensatorPoint.g | 1..1 | Float | Attribute |  | EQ
NonlinearShuntCompensatorPoint | http://iec.ch/TC57/2013/CIM-schema-cim16#NonlinearShuntCompensatorPoint | b | http://iec.ch/TC57/2013/CIM-schema-cim16#NonlinearShuntCompensatorPoint.b | 1..1 | Float | Attribute |  | EQ
NonlinearShuntCompensatorPoint | http://iec.ch/TC57/2013/CIM-schema-cim16#NonlinearShuntCompensatorPoint | sectionNumber | http://iec.ch/TC57/2013/CIM-schema-cim16#NonlinearShuntCompensatorPoint.sectionNumber | 1..1 | Integer | Attribute |  | EQ
NonlinearShuntCompensatorPoint | http://iec.ch/TC57/2013/CIM-schema-cim16#NonlinearShuntCompensatorPoint | g0 | http://iec.ch/TC57/2013/CIM-schema-cim16#NonlinearShuntCompensatorPoint.g0 | 1..1 | Float | Attribute |  | EQ
NonlinearShuntCompensatorPoint | http://iec.ch/TC57/2013/CIM-schema-cim16#NonlinearShuntCompensatorPoint | b0 | http://iec.ch/TC57/2013/CIM-schema-cim16#NonlinearShuntCompensatorPoint.b0 | 1..1 | Float | Attribute |  | EQ
NonlinearShuntCompensatorPoint | http://iec.ch/TC57/2013/CIM-schema-cim16#NonlinearShuntCompensatorPoint | NonlinearShuntCompensator | http://iec.ch/TC57/2013/CIM-schema-cim16#NonlinearShuntCompensatorPoint.NonlinearShuntCompensator | 1 | N/A | Association |  | EQ
Disconnector | http://iec.ch/TC57/2013/CIM-schema-cim16#Disconnector | ratedCurrent | http://iec.ch/TC57/2013/CIM-schema-cim16#Switch.ratedCurrent | 0..1 | Float | Attribute |  | EQ
Disconnector | http://iec.ch/TC57/2013/CIM-schema-cim16#Disconnector | normalOpen | http://iec.ch/TC57/2013/CIM-schema-cim16#Switch.normalOpen | 1..1 | Boolean | Attribute |  | EQ
Disconnector | http://iec.ch/TC57/2013/CIM-schema-cim16#Disconnector | retained | http://iec.ch/TC57/2013/CIM-schema-cim16#Switch.retained | 1..1 | Boolean | Attribute |  | EQ
Disconnector | http://iec.ch/TC57/2013/CIM-schema-cim16#Disconnector | BaseVoltage | http://iec.ch/TC57/2013/CIM-schema-cim16#ConductingEquipment.BaseVoltage | 0..1 | N/A | Association |  | EQ
Disconnector | http://iec.ch/TC57/2013/CIM-schema-cim16#Disconnector | aggregate | http://iec.ch/TC57/2013/CIM-schema-cim16#Equipment.aggregate | 0..1 | Boolean | Attribute |  | EQ
Disconnector | http://iec.ch/TC57/2013/CIM-schema-cim16#Disconnector | EquipmentContainer | http://iec.ch/TC57/2013/CIM-schema-cim16#Equipment.EquipmentContainer | 0..1 | N/A | Association |  | EQ
Disconnector | http://iec.ch/TC57/2013/CIM-schema-cim16#Disconnector | energyIdentCodeEic | http://entsoe.eu/CIM/SchemaExtension/3/1#IdentifiedObject.energyIdentCodeEic | 0..1 | String | Attribute |  | EQ
Disconnector | http://iec.ch/TC57/2013/CIM-schema-cim16#Disconnector | name | http://iec.ch/TC57/2013/CIM-schema-cim16#IdentifiedObject.name | 1..1 | String | Attribute |  | EQ
Disconnector | http://iec.ch/TC57/2013/CIM-schema-cim16#Disconnector | mRID | http://iec.ch/TC57/2013/CIM-schema-cim16#IdentifiedObject.mRID | 0..1 | String | Attribute |  | EQ
Disconnector | http://iec.ch/TC57/2013/CIM-schema-cim16#Disconnector | shortName | http://entsoe.eu/CIM/SchemaExtension/3/1#IdentifiedObject.shortName | 0..1 | String | Attribute |  | EQ
Disconnector | http://iec.ch/TC57/2013/CIM-schema-cim16#Disconnector | description | http://iec.ch/TC57/2013/CIM-schema-cim16#IdentifiedObject.description | 0..1 | String | Attribute |  | EQ
FossilFuel | http://iec.ch/TC57/2013/CIM-schema-cim16#FossilFuel | ThermalGeneratingUnit | http://iec.ch/TC57/2013/CIM-schema-cim16#FossilFuel.ThermalGeneratingUnit | 1 | N/A | Association |  | EQ
FossilFuel | http://iec.ch/TC57/2013/CIM-schema-cim16#FossilFuel | fossilFuelType | http://iec.ch/TC57/2013/CIM-schema-cim16#FossilFuel.fossilFuelType | 1..1 | [http://iec.ch/TC57/2013/CIM-schema-cim16#FuelType.hardCoal, http://iec.ch/TC57/2013/CIM-schema-cim16#FuelType.coal, http://iec.ch/TC57/2013/CIM-schema-cim16#FuelType.oilShale, http://iec.ch/TC57/2013/CIM-schema-cim16#FuelType.gas, http://iec.ch/TC57/2013/CIM-schema-cim16#FuelType.oil, http://iec.ch/TC57/2013/CIM-schema-cim16#FuelType.lignite] | Enumeration |  | EQ
FossilFuel | http://iec.ch/TC57/2013/CIM-schema-cim16#FossilFuel | energyIdentCodeEic | http://entsoe.eu/CIM/SchemaExtension/3/1#IdentifiedObject.energyIdentCodeEic | 0..1 | String | Attribute |  | EQ
FossilFuel | http://iec.ch/TC57/2013/CIM-schema-cim16#FossilFuel | name | http://iec.ch/TC57/2013/CIM-schema-cim16#IdentifiedObject.name | 1..1 | String | Attribute |  | EQ
FossilFuel | http://iec.ch/TC57/2013/CIM-schema-cim16#FossilFuel | mRID | http://iec.ch/TC57/2013/CIM-schema-cim16#IdentifiedObject.mRID | 0..1 | String | Attribute |  | EQ
FossilFuel | http://iec.ch/TC57/2013/CIM-schema-cim16#FossilFuel | shortName | http://entsoe.eu/CIM/SchemaExtension/3/1#IdentifiedObject.shortName | 0..1 | String | Attribute |  | EQ
FossilFuel | http://iec.ch/TC57/2013/CIM-schema-cim16#FossilFuel | description | http://iec.ch/TC57/2013/CIM-schema-cim16#IdentifiedObject.description | 0..1 | String | Attribute |  | EQ
RegulationSchedule | http://iec.ch/TC57/2013/CIM-schema-cim16#RegulationSchedule | RegulatingControl | http://iec.ch/TC57/2013/CIM-schema-cim16#RegulationSchedule.RegulatingControl | 1 | N/A | Association |  | EQ
RegulationSchedule | http://iec.ch/TC57/2013/CIM-schema-cim16#RegulationSchedule | Season | http://iec.ch/TC57/2013/CIM-schema-cim16#SeasonDayTypeSchedule.Season | 1..1 | N/A | Association |  | EQ
RegulationSchedule | http://iec.ch/TC57/2013/CIM-schema-cim16#RegulationSchedule | DayType | http://iec.ch/TC57/2013/CIM-schema-cim16#SeasonDayTypeSchedule.DayType | 1..1 | N/A | Association |  | EQ
RegulationSchedule | http://iec.ch/TC57/2013/CIM-schema-cim16#RegulationSchedule | timeStep | http://iec.ch/TC57/2013/CIM-schema-cim16#RegularIntervalSchedule.timeStep | 1..1 | Float | Attribute |  | EQ
RegulationSchedule | http://iec.ch/TC57/2013/CIM-schema-cim16#RegulationSchedule | endTime | http://iec.ch/TC57/2013/CIM-schema-cim16#RegularIntervalSchedule.endTime | 1..1 | DateTime | Attribute |  | EQ
RegulationSchedule | http://iec.ch/TC57/2013/CIM-schema-cim16#RegulationSchedule | startTime | http://iec.ch/TC57/2013/CIM-schema-cim16#BasicIntervalSchedule.startTime | 1..1 | DateTime | Attribute |  | EQ
RegulationSchedule | http://iec.ch/TC57/2013/CIM-schema-cim16#RegulationSchedule | value2Unit | http://iec.ch/TC57/2013/CIM-schema-cim16#BasicIntervalSchedule.value2Unit | 0..1 | [http://iec.ch/TC57/2013/CIM-schema-cim16#UnitSymbol.h, http://iec.ch/TC57/2013/CIM-schema-cim16#UnitSymbol.g, http://iec.ch/TC57/2013/CIM-schema-cim16#UnitSymbol.m2, http://iec.ch/TC57/2013/CIM-schema-cim16#UnitSymbol.degC, http://iec.ch/TC57/2013/CIM-schema-cim16#UnitSymbol.deg, http://iec.ch/TC57/2013/CIM-schema-cim16#UnitSymbol.m3, http://iec.ch/TC57/2013/CIM-schema-cim16#UnitSymbol.Pa, http://iec.ch/TC57/2013/CIM-schema-cim16#UnitSymbol.s, http://iec.ch/TC57/2013/CIM-schema-cim16#UnitSymbol.VAh, http://iec.ch/TC57/2013/CIM-schema-cim16#UnitSymbol.VArh, http://iec.ch/TC57/2013/CIM-schema-cim16#UnitSymbol.m, http://iec.ch/TC57/2013/CIM-schema-cim16#UnitSymbol.VA, http://iec.ch/TC57/2013/CIM-schema-cim16#UnitSymbol.H, http://iec.ch/TC57/2013/CIM-schema-cim16#UnitSymbol.F, http://iec.ch/TC57/2013/CIM-schema-cim16#UnitSymbol.none, http://iec.ch/TC57/2013/CIM-schema-cim16#UnitSymbol.Wh, http://iec.ch/TC57/2013/CIM-schema-cim16#UnitSymbol.A, http://iec.ch/TC57/2013/CIM-schema-cim16#UnitSymbol.ohm, http://iec.ch/TC57/2013/CIM-schema-cim16#UnitSymbol.VAr, http://iec.ch/TC57/2013/CIM-schema-cim16#UnitSymbol.W, http://iec.ch/TC57/2013/CIM-schema-cim16#UnitSymbol.min, http://iec.ch/TC57/2013/CIM-schema-cim16#UnitSymbol.V, http://iec.ch/TC57/2013/CIM-schema-cim16#UnitSymbol.S, http://iec.ch/TC57/2013/CIM-schema-cim16#UnitSymbol.Hz, http://iec.ch/TC57/2013/CIM-schema-cim16#UnitSymbol.rad, http://iec.ch/TC57/2013/CIM-schema-cim16#UnitSymbol.N, http://iec.ch/TC57/2013/CIM-schema-cim16#UnitSymbol.J] | Enumeration |  | EQ
RegulationSchedule | http://iec.ch/TC57/2013/CIM-schema-cim16#RegulationSchedule | value1Unit | http://iec.ch/TC57/2013/CIM-schema-cim16#BasicIntervalSchedule.value1Unit | 1..1 | [http://iec.ch/TC57/2013/CIM-schema-cim16#UnitSymbol.h, http://iec.ch/TC57/2013/CIM-schema-cim16#UnitSymbol.g, http://iec.ch/TC57/2013/CIM-schema-cim16#UnitSymbol.m2, http://iec.ch/TC57/2013/CIM-schema-cim16#UnitSymbol.degC, http://iec.ch/TC57/2013/CIM-schema-cim16#UnitSymbol.deg, http://iec.ch/TC57/2013/CIM-schema-cim16#UnitSymbol.m3, http://iec.ch/TC57/2013/CIM-schema-cim16#UnitSymbol.Pa, http://iec.ch/TC57/2013/CIM-schema-cim16#UnitSymbol.s, http://iec.ch/TC57/2013/CIM-schema-cim16#UnitSymbol.VAh, http://iec.ch/TC57/2013/CIM-schema-cim16#UnitSymbol.VArh, http://iec.ch/TC57/2013/CIM-schema-cim16#UnitSymbol.m, http://iec.ch/TC57/2013/CIM-schema-cim16#UnitSymbol.VA, http://iec.ch/TC57/2013/CIM-schema-cim16#UnitSymbol.H, http://iec.ch/TC57/2013/CIM-schema-cim16#UnitSymbol.F, http://iec.ch/TC57/2013/CIM-schema-cim16#UnitSymbol.none, http://iec.ch/TC57/2013/CIM-schema-cim16#UnitSymbol.Wh, http://iec.ch/TC57/2013/CIM-schema-cim16#UnitSymbol.A, http://iec.ch/TC57/2013/CIM-schema-cim16#UnitSymbol.ohm, http://iec.ch/TC57/2013/CIM-schema-cim16#UnitSymbol.VAr, http://iec.ch/TC57/2013/CIM-schema-cim16#UnitSymbol.W, http://iec.ch/TC57/2013/CIM-schema-cim16#UnitSymbol.min, http://iec.ch/TC57/2013/CIM-schema-cim16#UnitSymbol.V, http://iec.ch/TC57/2013/CIM-schema-cim16#UnitSymbol.S, http://iec.ch/TC57/2013/CIM-schema-cim16#UnitSymbol.Hz, http://iec.ch/TC57/2013/CIM-schema-cim16#UnitSymbol.rad, http://iec.ch/TC57/2013/CIM-schema-cim16#UnitSymbol.N, http://iec.ch/TC57/2013/CIM-schema-cim16#UnitSymbol.J] | Enumeration |  | EQ
RegulationSchedule | http://iec.ch/TC57/2013/CIM-schema-cim16#RegulationSchedule | energyIdentCodeEic | http://entsoe.eu/CIM/SchemaExtension/3/1#IdentifiedObject.energyIdentCodeEic | 0..1 | String | Attribute |  | EQ
RegulationSchedule | http://iec.ch/TC57/2013/CIM-schema-cim16#RegulationSchedule | name | http://iec.ch/TC57/2013/CIM-schema-cim16#IdentifiedObject.name | 1..1 | String | Attribute |  | EQ
RegulationSchedule | http://iec.ch/TC57/2013/CIM-schema-cim16#RegulationSchedule | mRID | http://iec.ch/TC57/2013/CIM-schema-cim16#IdentifiedObject.mRID | 0..1 | String | Attribute |  | EQ
RegulationSchedule | http://iec.ch/TC57/2013/CIM-schema-cim16#RegulationSchedule | shortName | http://entsoe.eu/CIM/SchemaExtension/3/1#IdentifiedObject.shortName | 0..1 | String | Attribute |  | EQ
RegulationSchedule | http://iec.ch/TC57/2013/CIM-schema-cim16#RegulationSchedule | description | http://iec.ch/TC57/2013/CIM-schema-cim16#IdentifiedObject.description | 0..1 | String | Attribute |  | EQ
DCDisconnector | http://iec.ch/TC57/2013/CIM-schema-cim16#DCDisconnector | aggregate | http://iec.ch/TC57/2013/CIM-schema-cim16#Equipment.aggregate | 0..1 | Boolean | Attribute |  | EQ
DCDisconnector | http://iec.ch/TC57/2013/CIM-schema-cim16#DCDisconnector | EquipmentContainer | http://iec.ch/TC57/2013/CIM-schema-cim16#Equipment.EquipmentContainer | 0..1 | N/A | Association |  | EQ
DCDisconnector | http://iec.ch/TC57/2013/CIM-schema-cim16#DCDisconnector | energyIdentCodeEic | http://entsoe.eu/CIM/SchemaExtension/3/1#IdentifiedObject.energyIdentCodeEic | 0..1 | String | Attribute |  | EQ
DCDisconnector | http://iec.ch/TC57/2013/CIM-schema-cim16#DCDisconnector | name | http://iec.ch/TC57/2013/CIM-schema-cim16#IdentifiedObject.name | 1..1 | String | Attribute |  | EQ
DCDisconnector | http://iec.ch/TC57/2013/CIM-schema-cim16#DCDisconnector | mRID | http://iec.ch/TC57/2013/CIM-schema-cim16#IdentifiedObject.mRID | 0..1 | String | Attribute |  | EQ
DCDisconnector | http://iec.ch/TC57/2013/CIM-schema-cim16#DCDisconnector | shortName | http://entsoe.eu/CIM/SchemaExtension/3/1#IdentifiedObject.shortName | 0..1 | String | Attribute |  | EQ
DCDisconnector | http://iec.ch/TC57/2013/CIM-schema-cim16#DCDisconnector | description | http://iec.ch/TC57/2013/CIM-schema-cim16#IdentifiedObject.description | 0..1 | String | Attribute |  | EQ
MutualCoupling | http://iec.ch/TC57/2013/CIM-schema-cim16#MutualCoupling | r0 | http://iec.ch/TC57/2013/CIM-schema-cim16#MutualCoupling.r0 | 1..1 | Float | Attribute |  | EQ
MutualCoupling | http://iec.ch/TC57/2013/CIM-schema-cim16#MutualCoupling | x0 | http://iec.ch/TC57/2013/CIM-schema-cim16#MutualCoupling.x0 | 1..1 | Float | Attribute |  | EQ
MutualCoupling | http://iec.ch/TC57/2013/CIM-schema-cim16#MutualCoupling | Second_Terminal | http://iec.ch/TC57/2013/CIM-schema-cim16#MutualCoupling.Second_Terminal | 1 | N/A | Association |  | EQ
MutualCoupling | http://iec.ch/TC57/2013/CIM-schema-cim16#MutualCoupling | distance12 | http://iec.ch/TC57/2013/CIM-schema-cim16#MutualCoupling.distance12 | 1..1 | Float | Attribute |  | EQ
MutualCoupling | http://iec.ch/TC57/2013/CIM-schema-cim16#MutualCoupling | First_Terminal | http://iec.ch/TC57/2013/CIM-schema-cim16#MutualCoupling.First_Terminal | 1 | N/A | Association |  | EQ
MutualCoupling | http://iec.ch/TC57/2013/CIM-schema-cim16#MutualCoupling | distance22 | http://iec.ch/TC57/2013/CIM-schema-cim16#MutualCoupling.distance22 | 1..1 | Float | Attribute |  | EQ
MutualCoupling | http://iec.ch/TC57/2013/CIM-schema-cim16#MutualCoupling | distance11 | http://iec.ch/TC57/2013/CIM-schema-cim16#MutualCoupling.distance11 | 1..1 | Float | Attribute |  | EQ
MutualCoupling | http://iec.ch/TC57/2013/CIM-schema-cim16#MutualCoupling | distance21 | http://iec.ch/TC57/2013/CIM-schema-cim16#MutualCoupling.distance21 | 1..1 | Float | Attribute |  | EQ
MutualCoupling | http://iec.ch/TC57/2013/CIM-schema-cim16#MutualCoupling | g0ch | http://iec.ch/TC57/2013/CIM-schema-cim16#MutualCoupling.g0ch | 1..1 | Float | Attribute |  | EQ
MutualCoupling | http://iec.ch/TC57/2013/CIM-schema-cim16#MutualCoupling | b0ch | http://iec.ch/TC57/2013/CIM-schema-cim16#MutualCoupling.b0ch | 1..1 | Float | Attribute |  | EQ
MutualCoupling | http://iec.ch/TC57/2013/CIM-schema-cim16#MutualCoupling | energyIdentCodeEic | http://entsoe.eu/CIM/SchemaExtension/3/1#IdentifiedObject.energyIdentCodeEic | 0..1 | String | Attribute |  | EQ
MutualCoupling | http://iec.ch/TC57/2013/CIM-schema-cim16#MutualCoupling | name | http://iec.ch/TC57/2013/CIM-schema-cim16#IdentifiedObject.name | 1..1 | String | Attribute |  | EQ
MutualCoupling | http://iec.ch/TC57/2013/CIM-schema-cim16#MutualCoupling | mRID | http://iec.ch/TC57/2013/CIM-schema-cim16#IdentifiedObject.mRID | 0..1 | String | Attribute |  | EQ
MutualCoupling | http://iec.ch/TC57/2013/CIM-schema-cim16#MutualCoupling | shortName | http://entsoe.eu/CIM/SchemaExtension/3/1#IdentifiedObject.shortName | 0..1 | String | Attribute |  | EQ
MutualCoupling | http://iec.ch/TC57/2013/CIM-schema-cim16#MutualCoupling | description | http://iec.ch/TC57/2013/CIM-schema-cim16#IdentifiedObject.description | 0..1 | String | Attribute |  | EQ
LoadArea | http://iec.ch/TC57/2013/CIM-schema-cim16#LoadArea | energyIdentCodeEic | http://entsoe.eu/CIM/SchemaExtension/3/1#IdentifiedObject.energyIdentCodeEic | 0..1 | String | Attribute |  | EQ
LoadArea | http://iec.ch/TC57/2013/CIM-schema-cim16#LoadArea | name | http://iec.ch/TC57/2013/CIM-schema-cim16#IdentifiedObject.name | 1..1 | String | Attribute |  | EQ
LoadArea | http://iec.ch/TC57/2013/CIM-schema-cim16#LoadArea | mRID | http://iec.ch/TC57/2013/CIM-schema-cim16#IdentifiedObject.mRID | 0..1 | String | Attribute |  | EQ
LoadArea | http://iec.ch/TC57/2013/CIM-schema-cim16#LoadArea | shortName | http://entsoe.eu/CIM/SchemaExtension/3/1#IdentifiedObject.shortName | 0..1 | String | Attribute |  | EQ
LoadArea | http://iec.ch/TC57/2013/CIM-schema-cim16#LoadArea | description | http://iec.ch/TC57/2013/CIM-schema-cim16#IdentifiedObject.description | 0..1 | String | Attribute |  | EQ
SeriesCompensator | http://iec.ch/TC57/2013/CIM-schema-cim16#SeriesCompensator | varistorRatedCurrent | http://iec.ch/TC57/2013/CIM-schema-cim16#SeriesCompensator.varistorRatedCurrent | 1..1 | Float | Attribute |  | EQ
SeriesCompensator | http://iec.ch/TC57/2013/CIM-schema-cim16#SeriesCompensator | r | http://iec.ch/TC57/2013/CIM-schema-cim16#SeriesCompensator.r | 1..1 | Float | Attribute |  | EQ
SeriesCompensator | http://iec.ch/TC57/2013/CIM-schema-cim16#SeriesCompensator | r0 | http://iec.ch/TC57/2013/CIM-schema-cim16#SeriesCompensator.r0 | 1..1 | Float | Attribute |  | EQ
SeriesCompensator | http://iec.ch/TC57/2013/CIM-schema-cim16#SeriesCompensator | varistorPresent | http://iec.ch/TC57/2013/CIM-schema-cim16#SeriesCompensator.varistorPresent | 1..1 | Boolean | Attribute |  | EQ
SeriesCompensator | http://iec.ch/TC57/2013/CIM-schema-cim16#SeriesCompensator | x | http://iec.ch/TC57/2013/CIM-schema-cim16#SeriesCompensator.x | 1..1 | Float | Attribute |  | EQ
SeriesCompensator | http://iec.ch/TC57/2013/CIM-schema-cim16#SeriesCompensator | x0 | http://iec.ch/TC57/2013/CIM-schema-cim16#SeriesCompensator.x0 | 1..1 | Float | Attribute |  | EQ
SeriesCompensator | http://iec.ch/TC57/2013/CIM-schema-cim16#SeriesCompensator | varistorVoltageThreshold | http://iec.ch/TC57/2013/CIM-schema-cim16#SeriesCompensator.varistorVoltageThreshold | 1..1 | Float | Attribute |  | EQ
SeriesCompensator | http://iec.ch/TC57/2013/CIM-schema-cim16#SeriesCompensator | BaseVoltage | http://iec.ch/TC57/2013/CIM-schema-cim16#ConductingEquipment.BaseVoltage | 0..1 | N/A | Association |  | EQ
SeriesCompensator | http://iec.ch/TC57/2013/CIM-schema-cim16#SeriesCompensator | aggregate | http://iec.ch/TC57/2013/CIM-schema-cim16#Equipment.aggregate | 0..1 | Boolean | Attribute |  | EQ
SeriesCompensator | http://iec.ch/TC57/2013/CIM-schema-cim16#SeriesCompensator | EquipmentContainer | http://iec.ch/TC57/2013/CIM-schema-cim16#Equipment.EquipmentContainer | 0..1 | N/A | Association |  | EQ
SeriesCompensator | http://iec.ch/TC57/2013/CIM-schema-cim16#SeriesCompensator | energyIdentCodeEic | http://entsoe.eu/CIM/SchemaExtension/3/1#IdentifiedObject.energyIdentCodeEic | 0..1 | String | Attribute |  | EQ
SeriesCompensator | http://iec.ch/TC57/2013/CIM-schema-cim16#SeriesCompensator | name | http://iec.ch/TC57/2013/CIM-schema-cim16#IdentifiedObject.name | 1..1 | String | Attribute |  | EQ
SeriesCompensator | http://iec.ch/TC57/2013/CIM-schema-cim16#SeriesCompensator | mRID | http://iec.ch/TC57/2013/CIM-schema-cim16#IdentifiedObject.mRID | 0..1 | String | Attribute |  | EQ
SeriesCompensator | http://iec.ch/TC57/2013/CIM-schema-cim16#SeriesCompensator | shortName | http://entsoe.eu/CIM/SchemaExtension/3/1#IdentifiedObject.shortName | 0..1 | String | Attribute |  | EQ
SeriesCompensator | http://iec.ch/TC57/2013/CIM-schema-cim16#SeriesCompensator | description | http://iec.ch/TC57/2013/CIM-schema-cim16#IdentifiedObject.description | 0..1 | String | Attribute |  | EQ
DCSwitch | http://iec.ch/TC57/2013/CIM-schema-cim16#DCSwitch | aggregate | http://iec.ch/TC57/2013/CIM-schema-cim16#Equipment.aggregate | 0..1 | Boolean | Attribute |  | EQ
DCSwitch | http://iec.ch/TC57/2013/CIM-schema-cim16#DCSwitch | EquipmentContainer | http://iec.ch/TC57/2013/CIM-schema-cim16#Equipment.EquipmentContainer | 0..1 | N/A | Association |  | EQ
DCSwitch | http://iec.ch/TC57/2013/CIM-schema-cim16#DCSwitch | energyIdentCodeEic | http://entsoe.eu/CIM/SchemaExtension/3/1#IdentifiedObject.energyIdentCodeEic | 0..1 | String | Attribute |  | EQ
DCSwitch | http://iec.ch/TC57/2013/CIM-schema-cim16#DCSwitch | name | http://iec.ch/TC57/2013/CIM-schema-cim16#IdentifiedObject.name | 1..1 | String | Attribute |  | EQ
DCSwitch | http://iec.ch/TC57/2013/CIM-schema-cim16#DCSwitch | mRID | http://iec.ch/TC57/2013/CIM-schema-cim16#IdentifiedObject.mRID | 0..1 | String | Attribute |  | EQ
DCSwitch | http://iec.ch/TC57/2013/CIM-schema-cim16#DCSwitch | shortName | http://entsoe.eu/CIM/SchemaExtension/3/1#IdentifiedObject.shortName | 0..1 | String | Attribute |  | EQ
DCSwitch | http://iec.ch/TC57/2013/CIM-schema-cim16#DCSwitch | description | http://iec.ch/TC57/2013/CIM-schema-cim16#IdentifiedObject.description | 0..1 | String | Attribute |  | EQ
StaticVarCompensator | http://iec.ch/TC57/2013/CIM-schema-cim16#StaticVarCompensator | sVCControlMode | http://iec.ch/TC57/2013/CIM-schema-cim16#StaticVarCompensator.sVCControlMode | 1..1 | [http://iec.ch/TC57/2013/CIM-schema-cim16#SVCControlMode.voltage, http://iec.ch/TC57/2013/CIM-schema-cim16#SVCControlMode.reactivePower] | Enumeration |  | EQ
StaticVarCompensator | http://iec.ch/TC57/2013/CIM-schema-cim16#StaticVarCompensator | capacitiveRating | http://iec.ch/TC57/2013/CIM-schema-cim16#StaticVarCompensator.capacitiveRating | 1..1 | Float | Attribute |  | EQ
StaticVarCompensator | http://iec.ch/TC57/2013/CIM-schema-cim16#StaticVarCompensator | slope | http://iec.ch/TC57/2013/CIM-schema-cim16#StaticVarCompensator.slope | 1..1 | Float | Attribute |  | EQ
StaticVarCompensator | http://iec.ch/TC57/2013/CIM-schema-cim16#StaticVarCompensator | voltageSetPoint | http://iec.ch/TC57/2013/CIM-schema-cim16#StaticVarCompensator.voltageSetPoint | 1..1 | Float | Attribute |  | EQ
StaticVarCompensator | http://iec.ch/TC57/2013/CIM-schema-cim16#StaticVarCompensator | inductiveRating | http://iec.ch/TC57/2013/CIM-schema-cim16#StaticVarCompensator.inductiveRating | 1..1 | Float | Attribute |  | EQ
StaticVarCompensator | http://iec.ch/TC57/2013/CIM-schema-cim16#StaticVarCompensator | RegulatingControl | http://iec.ch/TC57/2013/CIM-schema-cim16#RegulatingCondEq.RegulatingControl | 0..1 | N/A | Association |  | EQ
StaticVarCompensator | http://iec.ch/TC57/2013/CIM-schema-cim16#StaticVarCompensator | BaseVoltage | http://iec.ch/TC57/2013/CIM-schema-cim16#ConductingEquipment.BaseVoltage | 0..1 | N/A | Association |  | EQ
StaticVarCompensator | http://iec.ch/TC57/2013/CIM-schema-cim16#StaticVarCompensator | aggregate | http://iec.ch/TC57/2013/CIM-schema-cim16#Equipment.aggregate | 0..1 | Boolean | Attribute |  | EQ
StaticVarCompensator | http://iec.ch/TC57/2013/CIM-schema-cim16#StaticVarCompensator | EquipmentContainer | http://iec.ch/TC57/2013/CIM-schema-cim16#Equipment.EquipmentContainer | 0..1 | N/A | Association |  | EQ
StaticVarCompensator | http://iec.ch/TC57/2013/CIM-schema-cim16#StaticVarCompensator | energyIdentCodeEic | http://entsoe.eu/CIM/SchemaExtension/3/1#IdentifiedObject.energyIdentCodeEic | 0..1 | String | Attribute |  | EQ
StaticVarCompensator | http://iec.ch/TC57/2013/CIM-schema-cim16#StaticVarCompensator | name | http://iec.ch/TC57/2013/CIM-schema-cim16#IdentifiedObject.name | 1..1 | String | Attribute |  | EQ
StaticVarCompensator | http://iec.ch/TC57/2013/CIM-schema-cim16#StaticVarCompensator | mRID | http://iec.ch/TC57/2013/CIM-schema-cim16#IdentifiedObject.mRID | 0..1 | String | Attribute |  | EQ
StaticVarCompensator | http://iec.ch/TC57/2013/CIM-schema-cim16#StaticVarCompensator | shortName | http://entsoe.eu/CIM/SchemaExtension/3/1#IdentifiedObject.shortName | 0..1 | String | Attribute |  | EQ
StaticVarCompensator | http://iec.ch/TC57/2013/CIM-schema-cim16#StaticVarCompensator | description | http://iec.ch/TC57/2013/CIM-schema-cim16#IdentifiedObject.description | 0..1 | String | Attribute |  | EQ
ValueAliasSet | http://iec.ch/TC57/2013/CIM-schema-cim16#ValueAliasSet | energyIdentCodeEic | http://entsoe.eu/CIM/SchemaExtension/3/1#IdentifiedObject.energyIdentCodeEic | 0..1 | String | Attribute |  | EQ
ValueAliasSet | http://iec.ch/TC57/2013/CIM-schema-cim16#ValueAliasSet | name | http://iec.ch/TC57/2013/CIM-schema-cim16#IdentifiedObject.name | 1..1 | String | Attribute |  | EQ
ValueAliasSet | http://iec.ch/TC57/2013/CIM-schema-cim16#ValueAliasSet | mRID | http://iec.ch/TC57/2013/CIM-schema-cim16#IdentifiedObject.mRID | 0..1 | String | Attribute |  | EQ
ValueAliasSet | http://iec.ch/TC57/2013/CIM-schema-cim16#ValueAliasSet | shortName | http://entsoe.eu/CIM/SchemaExtension/3/1#IdentifiedObject.shortName | 0..1 | String | Attribute |  | EQ
ValueAliasSet | http://iec.ch/TC57/2013/CIM-schema-cim16#ValueAliasSet | description | http://iec.ch/TC57/2013/CIM-schema-cim16#IdentifiedObject.description | 0..1 | String | Attribute |  | EQ
BaseVoltage | http://iec.ch/TC57/2013/CIM-schema-cim16#BaseVoltage | nominalVoltage | http://iec.ch/TC57/2013/CIM-schema-cim16#BaseVoltage.nominalVoltage | 1..1 | Float | Attribute |  | EQ
BaseVoltage | http://iec.ch/TC57/2013/CIM-schema-cim16#BaseVoltage | energyIdentCodeEic | http://entsoe.eu/CIM/SchemaExtension/3/1#IdentifiedObject.energyIdentCodeEic | 0..1 | String | Attribute |  | EQ
BaseVoltage | http://iec.ch/TC57/2013/CIM-schema-cim16#BaseVoltage | name | http://iec.ch/TC57/2013/CIM-schema-cim16#IdentifiedObject.name | 1..1 | String | Attribute |  | EQ
BaseVoltage | http://iec.ch/TC57/2013/CIM-schema-cim16#BaseVoltage | mRID | http://iec.ch/TC57/2013/CIM-schema-cim16#IdentifiedObject.mRID | 0..1 | String | Attribute |  | EQ
BaseVoltage | http://iec.ch/TC57/2013/CIM-schema-cim16#BaseVoltage | shortName | http://entsoe.eu/CIM/SchemaExtension/3/1#IdentifiedObject.shortName | 0..1 | String | Attribute |  | EQ
BaseVoltage | http://iec.ch/TC57/2013/CIM-schema-cim16#BaseVoltage | description | http://iec.ch/TC57/2013/CIM-schema-cim16#IdentifiedObject.description | 0..1 | String | Attribute |  | EQ
NonConformLoadSchedule | http://iec.ch/TC57/2013/CIM-schema-cim16#NonConformLoadSchedule | NonConformLoadGroup | http://iec.ch/TC57/2013/CIM-schema-cim16#NonConformLoadSchedule.NonConformLoadGroup | 1 | N/A | Association |  | EQ
NonConformLoadSchedule | http://iec.ch/TC57/2013/CIM-schema-cim16#NonConformLoadSchedule | Season | http://iec.ch/TC57/2013/CIM-schema-cim16#SeasonDayTypeSchedule.Season | 1..1 | N/A | Association |  | EQ
NonConformLoadSchedule | http://iec.ch/TC57/2013/CIM-schema-cim16#NonConformLoadSchedule | DayType | http://iec.ch/TC57/2013/CIM-schema-cim16#SeasonDayTypeSchedule.DayType | 1..1 | N/A | Association |  | EQ
NonConformLoadSchedule | http://iec.ch/TC57/2013/CIM-schema-cim16#NonConformLoadSchedule | timeStep | http://iec.ch/TC57/2013/CIM-schema-cim16#RegularIntervalSchedule.timeStep | 1..1 | Float | Attribute |  | EQ
NonConformLoadSchedule | http://iec.ch/TC57/2013/CIM-schema-cim16#NonConformLoadSchedule | endTime | http://iec.ch/TC57/2013/CIM-schema-cim16#RegularIntervalSchedule.endTime | 1..1 | DateTime | Attribute |  | EQ
NonConformLoadSchedule | http://iec.ch/TC57/2013/CIM-schema-cim16#NonConformLoadSchedule | startTime | http://iec.ch/TC57/2013/CIM-schema-cim16#BasicIntervalSchedule.startTime | 1..1 | DateTime | Attribute |  | EQ
NonConformLoadSchedule | http://iec.ch/TC57/2013/CIM-schema-cim16#NonConformLoadSchedule | value2Unit | http://iec.ch/TC57/2013/CIM-schema-cim16#BasicIntervalSchedule.value2Unit | 0..1 | [http://iec.ch/TC57/2013/CIM-schema-cim16#UnitSymbol.h, http://iec.ch/TC57/2013/CIM-schema-cim16#UnitSymbol.g, http://iec.ch/TC57/2013/CIM-schema-cim16#UnitSymbol.m2, http://iec.ch/TC57/2013/CIM-schema-cim16#UnitSymbol.degC, http://iec.ch/TC57/2013/CIM-schema-cim16#UnitSymbol.deg, http://iec.ch/TC57/2013/CIM-schema-cim16#UnitSymbol.m3, http://iec.ch/TC57/2013/CIM-schema-cim16#UnitSymbol.Pa, http://iec.ch/TC57/2013/CIM-schema-cim16#UnitSymbol.s, http://iec.ch/TC57/2013/CIM-schema-cim16#UnitSymbol.VAh, http://iec.ch/TC57/2013/CIM-schema-cim16#UnitSymbol.VArh, http://iec.ch/TC57/2013/CIM-schema-cim16#UnitSymbol.m, http://iec.ch/TC57/2013/CIM-schema-cim16#UnitSymbol.VA, http://iec.ch/TC57/2013/CIM-schema-cim16#UnitSymbol.H, http://iec.ch/TC57/2013/CIM-schema-cim16#UnitSymbol.F, http://iec.ch/TC57/2013/CIM-schema-cim16#UnitSymbol.none, http://iec.ch/TC57/2013/CIM-schema-cim16#UnitSymbol.Wh, http://iec.ch/TC57/2013/CIM-schema-cim16#UnitSymbol.A, http://iec.ch/TC57/2013/CIM-schema-cim16#UnitSymbol.ohm, http://iec.ch/TC57/2013/CIM-schema-cim16#UnitSymbol.VAr, http://iec.ch/TC57/2013/CIM-schema-cim16#UnitSymbol.W, http://iec.ch/TC57/2013/CIM-schema-cim16#UnitSymbol.min, http://iec.ch/TC57/2013/CIM-schema-cim16#UnitSymbol.V, http://iec.ch/TC57/2013/CIM-schema-cim16#UnitSymbol.S, http://iec.ch/TC57/2013/CIM-schema-cim16#UnitSymbol.Hz, http://iec.ch/TC57/2013/CIM-schema-cim16#UnitSymbol.rad, http://iec.ch/TC57/2013/CIM-schema-cim16#UnitSymbol.N, http://iec.ch/TC57/2013/CIM-schema-cim16#UnitSymbol.J] | Enumeration |  | EQ
NonConformLoadSchedule | http://iec.ch/TC57/2013/CIM-schema-cim16#NonConformLoadSchedule | value1Unit | http://iec.ch/TC57/2013/CIM-schema-cim16#BasicIntervalSchedule.value1Unit | 1..1 | [http://iec.ch/TC57/2013/CIM-schema-cim16#UnitSymbol.h, http://iec.ch/TC57/2013/CIM-schema-cim16#UnitSymbol.g, http://iec.ch/TC57/2013/CIM-schema-cim16#UnitSymbol.m2, http://iec.ch/TC57/2013/CIM-schema-cim16#UnitSymbol.degC, http://iec.ch/TC57/2013/CIM-schema-cim16#UnitSymbol.deg, http://iec.ch/TC57/2013/CIM-schema-cim16#UnitSymbol.m3, http://iec.ch/TC57/2013/CIM-schema-cim16#UnitSymbol.Pa, http://iec.ch/TC57/2013/CIM-schema-cim16#UnitSymbol.s, http://iec.ch/TC57/2013/CIM-schema-cim16#UnitSymbol.VAh, http://iec.ch/TC57/2013/CIM-schema-cim16#UnitSymbol.VArh, http://iec.ch/TC57/2013/CIM-schema-cim16#UnitSymbol.m, http://iec.ch/TC57/2013/CIM-schema-cim16#UnitSymbol.VA, http://iec.ch/TC57/2013/CIM-schema-cim16#UnitSymbol.H, http://iec.ch/TC57/2013/CIM-schema-cim16#UnitSymbol.F, http://iec.ch/TC57/2013/CIM-schema-cim16#UnitSymbol.none, http://iec.ch/TC57/2013/CIM-schema-cim16#UnitSymbol.Wh, http://iec.ch/TC57/2013/CIM-schema-cim16#UnitSymbol.A, http://iec.ch/TC57/2013/CIM-schema-cim16#UnitSymbol.ohm, http://iec.ch/TC57/2013/CIM-schema-cim16#UnitSymbol.VAr, http://iec.ch/TC57/2013/CIM-schema-cim16#UnitSymbol.W, http://iec.ch/TC57/2013/CIM-schema-cim16#UnitSymbol.min, http://iec.ch/TC57/2013/CIM-schema-cim16#UnitSymbol.V, http://iec.ch/TC57/2013/CIM-schema-cim16#UnitSymbol.S, http://iec.ch/TC57/2013/CIM-schema-cim16#UnitSymbol.Hz, http://iec.ch/TC57/2013/CIM-schema-cim16#UnitSymbol.rad, http://iec.ch/TC57/2013/CIM-schema-cim16#UnitSymbol.N, http://iec.ch/TC57/2013/CIM-schema-cim16#UnitSymbol.J] | Enumeration |  | EQ
NonConformLoadSchedule | http://iec.ch/TC57/2013/CIM-schema-cim16#NonConformLoadSchedule | energyIdentCodeEic | http://entsoe.eu/CIM/SchemaExtension/3/1#IdentifiedObject.energyIdentCodeEic | 0..1 | String | Attribute |  | EQ
NonConformLoadSchedule | http://iec.ch/TC57/2013/CIM-schema-cim16#NonConformLoadSchedule | name | http://iec.ch/TC57/2013/CIM-schema-cim16#IdentifiedObject.name | 1..1 | String | Attribute |  | EQ
NonConformLoadSchedule | http://iec.ch/TC57/2013/CIM-schema-cim16#NonConformLoadSchedule | mRID | http://iec.ch/TC57/2013/CIM-schema-cim16#IdentifiedObject.mRID | 0..1 | String | Attribute |  | EQ
NonConformLoadSchedule | http://iec.ch/TC57/2013/CIM-schema-cim16#NonConformLoadSchedule | shortName | http://entsoe.eu/CIM/SchemaExtension/3/1#IdentifiedObject.shortName | 0..1 | String | Attribute |  | EQ
NonConformLoadSchedule | http://iec.ch/TC57/2013/CIM-schema-cim16#NonConformLoadSchedule | description | http://iec.ch/TC57/2013/CIM-schema-cim16#IdentifiedObject.description | 0..1 | String | Attribute |  | EQ
EquivalentNetwork | http://iec.ch/TC57/2013/CIM-schema-cim16#EquivalentNetwork | energyIdentCodeEic | http://entsoe.eu/CIM/SchemaExtension/3/1#IdentifiedObject.energyIdentCodeEic | 0..1 | String | Attribute |  | EQ
EquivalentNetwork | http://iec.ch/TC57/2013/CIM-schema-cim16#EquivalentNetwork | name | http://iec.ch/TC57/2013/CIM-schema-cim16#IdentifiedObject.name | 1..1 | String | Attribute |  | EQ
EquivalentNetwork | http://iec.ch/TC57/2013/CIM-schema-cim16#EquivalentNetwork | mRID | http://iec.ch/TC57/2013/CIM-schema-cim16#IdentifiedObject.mRID | 0..1 | String | Attribute |  | EQ
EquivalentNetwork | http://iec.ch/TC57/2013/CIM-schema-cim16#EquivalentNetwork | shortName | http://entsoe.eu/CIM/SchemaExtension/3/1#IdentifiedObject.shortName | 0..1 | String | Attribute |  | EQ
EquivalentNetwork | http://iec.ch/TC57/2013/CIM-schema-cim16#EquivalentNetwork | description | http://iec.ch/TC57/2013/CIM-schema-cim16#IdentifiedObject.description | 0..1 | String | Attribute |  | EQ
CurrentLimit | http://iec.ch/TC57/2013/CIM-schema-cim16#CurrentLimit | value | http://iec.ch/TC57/2013/CIM-schema-cim16#CurrentLimit.value | 1..1 | Float | Attribute |  | EQ
CurrentLimit | http://iec.ch/TC57/2013/CIM-schema-cim16#CurrentLimit | OperationalLimitType | http://iec.ch/TC57/2013/CIM-schema-cim16#OperationalLimit.OperationalLimitType | 1..1 | N/A | Association |  | EQ
CurrentLimit | http://iec.ch/TC57/2013/CIM-schema-cim16#CurrentLimit | OperationalLimitSet | http://iec.ch/TC57/2013/CIM-schema-cim16#OperationalLimit.OperationalLimitSet | 1 | N/A | Association |  | EQ
CurrentLimit | http://iec.ch/TC57/2013/CIM-schema-cim16#CurrentLimit | energyIdentCodeEic | http://entsoe.eu/CIM/SchemaExtension/3/1#IdentifiedObject.energyIdentCodeEic | 0..1 | String | Attribute |  | EQ
CurrentLimit | http://iec.ch/TC57/2013/CIM-schema-cim16#CurrentLimit | name | http://iec.ch/TC57/2013/CIM-schema-cim16#IdentifiedObject.name | 1..1 | String | Attribute |  | EQ
CurrentLimit | http://iec.ch/TC57/2013/CIM-schema-cim16#CurrentLimit | mRID | http://iec.ch/TC57/2013/CIM-schema-cim16#IdentifiedObject.mRID | 0..1 | String | Attribute |  | EQ
CurrentLimit | http://iec.ch/TC57/2013/CIM-schema-cim16#CurrentLimit | shortName | http://entsoe.eu/CIM/SchemaExtension/3/1#IdentifiedObject.shortName | 0..1 | String | Attribute |  | EQ
CurrentLimit | http://iec.ch/TC57/2013/CIM-schema-cim16#CurrentLimit | description | http://iec.ch/TC57/2013/CIM-schema-cim16#IdentifiedObject.description | 0..1 | String | Attribute |  | EQ
RatioTapChangerTable | http://iec.ch/TC57/2013/CIM-schema-cim16#RatioTapChangerTable | energyIdentCodeEic | http://entsoe.eu/CIM/SchemaExtension/3/1#IdentifiedObject.energyIdentCodeEic | 0..1 | String | Attribute |  | EQ
RatioTapChangerTable | http://iec.ch/TC57/2013/CIM-schema-cim16#RatioTapChangerTable | name | http://iec.ch/TC57/2013/CIM-schema-cim16#IdentifiedObject.name | 1..1 | String | Attribute |  | EQ
RatioTapChangerTable | http://iec.ch/TC57/2013/CIM-schema-cim16#RatioTapChangerTable | mRID | http://iec.ch/TC57/2013/CIM-schema-cim16#IdentifiedObject.mRID | 0..1 | String | Attribute |  | EQ
RatioTapChangerTable | http://iec.ch/TC57/2013/CIM-schema-cim16#RatioTapChangerTable | shortName | http://entsoe.eu/CIM/SchemaExtension/3/1#IdentifiedObject.shortName | 0..1 | String | Attribute |  | EQ
RatioTapChangerTable | http://iec.ch/TC57/2013/CIM-schema-cim16#RatioTapChangerTable | description | http://iec.ch/TC57/2013/CIM-schema-cim16#IdentifiedObject.description | 0..1 | String | Attribute |  | EQ
PhaseTapChangerTablePoint | http://iec.ch/TC57/2013/CIM-schema-cim16#PhaseTapChangerTablePoint | PhaseTapChangerTable | http://iec.ch/TC57/2013/CIM-schema-cim16#PhaseTapChangerTablePoint.PhaseTapChangerTable | 1 | N/A | Association |  | EQ
PhaseTapChangerTablePoint | http://iec.ch/TC57/2013/CIM-schema-cim16#PhaseTapChangerTablePoint | angle | http://iec.ch/TC57/2013/CIM-schema-cim16#PhaseTapChangerTablePoint.angle | 1..1 | Float | Attribute |  | EQ
PhaseTapChangerTablePoint | http://iec.ch/TC57/2013/CIM-schema-cim16#PhaseTapChangerTablePoint | x | http://iec.ch/TC57/2013/CIM-schema-cim16#TapChangerTablePoint.x | 0..1 | Float | Attribute |  | EQ
PhaseTapChangerTablePoint | http://iec.ch/TC57/2013/CIM-schema-cim16#PhaseTapChangerTablePoint | step | http://iec.ch/TC57/2013/CIM-schema-cim16#TapChangerTablePoint.step | 1..1 | Integer | Attribute |  | EQ
PhaseTapChangerTablePoint | http://iec.ch/TC57/2013/CIM-schema-cim16#PhaseTapChangerTablePoint | b | http://iec.ch/TC57/2013/CIM-schema-cim16#TapChangerTablePoint.b | 0..1 | Float | Attribute |  | EQ
PhaseTapChangerTablePoint | http://iec.ch/TC57/2013/CIM-schema-cim16#PhaseTapChangerTablePoint | g | http://iec.ch/TC57/2013/CIM-schema-cim16#TapChangerTablePoint.g | 0..1 | Float | Attribute |  | EQ
PhaseTapChangerTablePoint | http://iec.ch/TC57/2013/CIM-schema-cim16#PhaseTapChangerTablePoint | r | http://iec.ch/TC57/2013/CIM-schema-cim16#TapChangerTablePoint.r | 0..1 | Float | Attribute |  | EQ
PhaseTapChangerTablePoint | http://iec.ch/TC57/2013/CIM-schema-cim16#PhaseTapChangerTablePoint | ratio | http://iec.ch/TC57/2013/CIM-schema-cim16#TapChangerTablePoint.ratio | 0..1 | Float | Attribute |  | EQ
Terminal | http://iec.ch/TC57/2013/CIM-schema-cim16#Terminal | ConductingEquipment | http://iec.ch/TC57/2013/CIM-schema-cim16#Terminal.ConductingEquipment | 1 | N/A | Association |  | EQ
Terminal | http://iec.ch/TC57/2013/CIM-schema-cim16#Terminal | ConnectivityNode | http://iec.ch/TC57/2013/CIM-schema-cim16#Terminal.ConnectivityNode | 1..1 | N/A | Association |  | EQ
Terminal | http://iec.ch/TC57/2013/CIM-schema-cim16#Terminal | phases | http://iec.ch/TC57/2013/CIM-schema-cim16#Terminal.phases | 0..1 | [http://iec.ch/TC57/2013/CIM-schema-cim16#PhaseCode.BN, http://iec.ch/TC57/2013/CIM-schema-cim16#PhaseCode.ABCN, http://iec.ch/TC57/2013/CIM-schema-cim16#PhaseCode.s12N, http://iec.ch/TC57/2013/CIM-schema-cim16#PhaseCode.s12, http://iec.ch/TC57/2013/CIM-schema-cim16#PhaseCode.ABN, http://iec.ch/TC57/2013/CIM-schema-cim16#PhaseCode.BC, http://iec.ch/TC57/2013/CIM-schema-cim16#PhaseCode.BCN, http://iec.ch/TC57/2013/CIM-schema-cim16#PhaseCode.N, http://iec.ch/TC57/2013/CIM-schema-cim16#PhaseCode.s2N, http://iec.ch/TC57/2013/CIM-schema-cim16#PhaseCode.ABC, http://iec.ch/TC57/2013/CIM-schema-cim16#PhaseCode.s1, http://iec.ch/TC57/2013/CIM-schema-cim16#PhaseCode.s2, http://iec.ch/TC57/2013/CIM-schema-cim16#PhaseCode.AN, http://iec.ch/TC57/2013/CIM-schema-cim16#PhaseCode.B, http://iec.ch/TC57/2013/CIM-schema-cim16#PhaseCode.A, http://iec.ch/TC57/2013/CIM-schema-cim16#PhaseCode.CN, http://iec.ch/TC57/2013/CIM-schema-cim16#PhaseCode.C, http://iec.ch/TC57/2013/CIM-schema-cim16#PhaseCode.AB, http://iec.ch/TC57/2013/CIM-schema-cim16#PhaseCode.ACN, http://iec.ch/TC57/2013/CIM-schema-cim16#PhaseCode.AC, http://iec.ch/TC57/2013/CIM-schema-cim16#PhaseCode.s1N] | Enumeration |  | EQ
Terminal | http://iec.ch/TC57/2013/CIM-schema-cim16#Terminal | sequenceNumber | http://iec.ch/TC57/2013/CIM-schema-cim16#ACDCTerminal.sequenceNumber | 0..1 | Integer | Attribute |  | EQ
Terminal | http://iec.ch/TC57/2013/CIM-schema-cim16#Terminal | BusNameMarker | http://iec.ch/TC57/2013/CIM-schema-cim16#ACDCTerminal.BusNameMarker | 0..1 | N/A | Association |  | EQ
Terminal | http://iec.ch/TC57/2013/CIM-schema-cim16#Terminal | energyIdentCodeEic | http://entsoe.eu/CIM/SchemaExtension/3/1#IdentifiedObject.energyIdentCodeEic | 0..1 | String | Attribute |  | EQ
Terminal | http://iec.ch/TC57/2013/CIM-schema-cim16#Terminal | name | http://iec.ch/TC57/2013/CIM-schema-cim16#IdentifiedObject.name | 1..1 | String | Attribute |  | EQ
Terminal | http://iec.ch/TC57/2013/CIM-schema-cim16#Terminal | mRID | http://iec.ch/TC57/2013/CIM-schema-cim16#IdentifiedObject.mRID | 0..1 | String | Attribute |  | EQ
Terminal | http://iec.ch/TC57/2013/CIM-schema-cim16#Terminal | shortName | http://entsoe.eu/CIM/SchemaExtension/3/1#IdentifiedObject.shortName | 0..1 | String | Attribute |  | EQ
Terminal | http://iec.ch/TC57/2013/CIM-schema-cim16#Terminal | description | http://iec.ch/TC57/2013/CIM-schema-cim16#IdentifiedObject.description | 0..1 | String | Attribute |  | EQ
ReportingGroup | http://iec.ch/TC57/2013/CIM-schema-cim16#ReportingGroup | energyIdentCodeEic | http://entsoe.eu/CIM/SchemaExtension/3/1#IdentifiedObject.energyIdentCodeEic | 0..1 | String | Attribute |  | EQ
ReportingGroup | http://iec.ch/TC57/2013/CIM-schema-cim16#ReportingGroup | name | http://iec.ch/TC57/2013/CIM-schema-cim16#IdentifiedObject.name | 1..1 | String | Attribute |  | EQ
ReportingGroup | http://iec.ch/TC57/2013/CIM-schema-cim16#ReportingGroup | mRID | http://iec.ch/TC57/2013/CIM-schema-cim16#IdentifiedObject.mRID | 0..1 | String | Attribute |  | EQ
ReportingGroup | http://iec.ch/TC57/2013/CIM-schema-cim16#ReportingGroup | shortName | http://entsoe.eu/CIM/SchemaExtension/3/1#IdentifiedObject.shortName | 0..1 | String | Attribute |  | EQ
ReportingGroup | http://iec.ch/TC57/2013/CIM-schema-cim16#ReportingGroup | description | http://iec.ch/TC57/2013/CIM-schema-cim16#IdentifiedObject.description | 0..1 | String | Attribute |  | EQ
TieFlow | http://iec.ch/TC57/2013/CIM-schema-cim16#TieFlow | ControlArea | http://iec.ch/TC57/2013/CIM-schema-cim16#TieFlow.ControlArea | 1 | N/A | Association |  | EQ
TieFlow | http://iec.ch/TC57/2013/CIM-schema-cim16#TieFlow | positiveFlowIn | http://iec.ch/TC57/2013/CIM-schema-cim16#TieFlow.positiveFlowIn | 1..1 | Boolean | Attribute |  | EQ
TieFlow | http://iec.ch/TC57/2013/CIM-schema-cim16#TieFlow | Terminal | http://iec.ch/TC57/2013/CIM-schema-cim16#TieFlow.Terminal | 1 | N/A | Association |  | EQ
SynchronousMachine | http://iec.ch/TC57/2013/CIM-schema-cim16#SynchronousMachine | qPercent | http://iec.ch/TC57/2013/CIM-schema-cim16#SynchronousMachine.qPercent | 0..1 | Float | Attribute |  | EQ
SynchronousMachine | http://iec.ch/TC57/2013/CIM-schema-cim16#SynchronousMachine | type | http://iec.ch/TC57/2013/CIM-schema-cim16#SynchronousMachine.type | 1..1 | [http://iec.ch/TC57/2013/CIM-schema-cim16#SynchronousMachineKind.generatorOrCondenser, http://iec.ch/TC57/2013/CIM-schema-cim16#SynchronousMachineKind.generatorOrMotor, http://iec.ch/TC57/2013/CIM-schema-cim16#SynchronousMachineKind.motor, http://iec.ch/TC57/2013/CIM-schema-cim16#SynchronousMachineKind.condenser, http://iec.ch/TC57/2013/CIM-schema-cim16#SynchronousMachineKind.motorOrCondenser, http://iec.ch/TC57/2013/CIM-schema-cim16#SynchronousMachineKind.generatorOrCondenserOrMotor, http://iec.ch/TC57/2013/CIM-schema-cim16#SynchronousMachineKind.generator] | Enumeration |  | EQ
SynchronousMachine | http://iec.ch/TC57/2013/CIM-schema-cim16#SynchronousMachine | satDirectSyncX | http://iec.ch/TC57/2013/CIM-schema-cim16#SynchronousMachine.satDirectSyncX | 0..1 | Float | Attribute |  | EQ
SynchronousMachine | http://iec.ch/TC57/2013/CIM-schema-cim16#SynchronousMachine | satDirectSubtransX | http://iec.ch/TC57/2013/CIM-schema-cim16#SynchronousMachine.satDirectSubtransX | 1..1 | Float | Attribute |  | EQ
SynchronousMachine | http://iec.ch/TC57/2013/CIM-schema-cim16#SynchronousMachine | ikk | http://iec.ch/TC57/2013/CIM-schema-cim16#SynchronousMachine.ikk | 0..1 | Float | Attribute |  | EQ
SynchronousMachine | http://iec.ch/TC57/2013/CIM-schema-cim16#SynchronousMachine | InitialReactiveCapabilityCurve | http://iec.ch/TC57/2013/CIM-schema-cim16#SynchronousMachine.InitialReactiveCapabilityCurve | 0..1 | N/A | Association |  | EQ
SynchronousMachine | http://iec.ch/TC57/2013/CIM-schema-cim16#SynchronousMachine | earthingStarPointX | http://iec.ch/TC57/2013/CIM-schema-cim16#SynchronousMachine.earthingStarPointX | 0..1 | Float | Attribute |  | EQ
SynchronousMachine | http://iec.ch/TC57/2013/CIM-schema-cim16#SynchronousMachine | r0 | http://iec.ch/TC57/2013/CIM-schema-cim16#SynchronousMachine.r0 | 1..1 | Float | Attribute |  | EQ
SynchronousMachine | http://iec.ch/TC57/2013/CIM-schema-cim16#SynchronousMachine | earthingStarPointR | http://iec.ch/TC57/2013/CIM-schema-cim16#SynchronousMachine.earthingStarPointR | 0..1 | Float | Attribute |  | EQ
SynchronousMachine | http://iec.ch/TC57/2013/CIM-schema-cim16#SynchronousMachine | x2 | http://iec.ch/TC57/2013/CIM-schema-cim16#SynchronousMachine.x2 | 1..1 | Float | Attribute |  | EQ
SynchronousMachine | http://iec.ch/TC57/2013/CIM-schema-cim16#SynchronousMachine | shortCircuitRotorType | http://iec.ch/TC57/2013/CIM-schema-cim16#SynchronousMachine.shortCircuitRotorType | 0..1 | [http://iec.ch/TC57/2013/CIM-schema-cim16#ShortCircuitRotorKind.salientPole1, http://iec.ch/TC57/2013/CIM-schema-cim16#ShortCircuitRotorKind.salientPole2, http://iec.ch/TC57/2013/CIM-schema-cim16#ShortCircuitRotorKind.turboSeries2, http://iec.ch/TC57/2013/CIM-schema-cim16#ShortCircuitRotorKind.turboSeries1] | Enumeration |  | EQ
SynchronousMachine | http://iec.ch/TC57/2013/CIM-schema-cim16#SynchronousMachine | minQ | http://iec.ch/TC57/2013/CIM-schema-cim16#SynchronousMachine.minQ | 0..1 | Float | Attribute |  | EQ
SynchronousMachine | http://iec.ch/TC57/2013/CIM-schema-cim16#SynchronousMachine | x0 | http://iec.ch/TC57/2013/CIM-schema-cim16#SynchronousMachine.x0 | 1..1 | Float | Attribute |  | EQ
SynchronousMachine | http://iec.ch/TC57/2013/CIM-schema-cim16#SynchronousMachine | mu | http://iec.ch/TC57/2013/CIM-schema-cim16#SynchronousMachine.mu | 0..1 | Float | Attribute |  | EQ
SynchronousMachine | http://iec.ch/TC57/2013/CIM-schema-cim16#SynchronousMachine | earthing | http://iec.ch/TC57/2013/CIM-schema-cim16#SynchronousMachine.earthing | 1..1 | Boolean | Attribute |  | EQ
SynchronousMachine | http://iec.ch/TC57/2013/CIM-schema-cim16#SynchronousMachine | satDirectTransX | http://iec.ch/TC57/2013/CIM-schema-cim16#SynchronousMachine.satDirectTransX | 0..1 | Float | Attribute |  | EQ
SynchronousMachine | http://iec.ch/TC57/2013/CIM-schema-cim16#SynchronousMachine | maxQ | http://iec.ch/TC57/2013/CIM-schema-cim16#SynchronousMachine.maxQ | 0..1 | Float | Attribute |  | EQ
SynchronousMachine | http://iec.ch/TC57/2013/CIM-schema-cim16#SynchronousMachine | r | http://iec.ch/TC57/2013/CIM-schema-cim16#SynchronousMachine.r | 1..1 | Float | Attribute |  | EQ
SynchronousMachine | http://iec.ch/TC57/2013/CIM-schema-cim16#SynchronousMachine | voltageRegulationRange | http://iec.ch/TC57/2013/CIM-schema-cim16#SynchronousMachine.voltageRegulationRange | 0..1 | Float | Attribute |  | EQ
SynchronousMachine | http://iec.ch/TC57/2013/CIM-schema-cim16#SynchronousMachine | r2 | http://iec.ch/TC57/2013/CIM-schema-cim16#SynchronousMachine.r2 | 1..1 | Float | Attribute |  | EQ
SynchronousMachine | http://iec.ch/TC57/2013/CIM-schema-cim16#SynchronousMachine | GeneratingUnit | http://iec.ch/TC57/2013/CIM-schema-cim16#RotatingMachine.GeneratingUnit | 0..1 | N/A | Association |  | EQ
SynchronousMachine | http://iec.ch/TC57/2013/CIM-schema-cim16#SynchronousMachine | ratedS | http://iec.ch/TC57/2013/CIM-schema-cim16#RotatingMachine.ratedS | 0..1 | Float | Attribute |  | EQ
SynchronousMachine | http://iec.ch/TC57/2013/CIM-schema-cim16#SynchronousMachine | ratedU | http://iec.ch/TC57/2013/CIM-schema-cim16#RotatingMachine.ratedU | 0..1 | Float | Attribute |  | EQ
SynchronousMachine | http://iec.ch/TC57/2013/CIM-schema-cim16#SynchronousMachine | ratedPowerFactor | http://iec.ch/TC57/2013/CIM-schema-cim16#RotatingMachine.ratedPowerFactor | 0..1 | Float | Attribute |  | EQ
SynchronousMachine | http://iec.ch/TC57/2013/CIM-schema-cim16#SynchronousMachine | RegulatingControl | http://iec.ch/TC57/2013/CIM-schema-cim16#RegulatingCondEq.RegulatingControl | 0..1 | N/A | Association |  | EQ
SynchronousMachine | http://iec.ch/TC57/2013/CIM-schema-cim16#SynchronousMachine | BaseVoltage | http://iec.ch/TC57/2013/CIM-schema-cim16#ConductingEquipment.BaseVoltage | 0..1 | N/A | Association |  | EQ
SynchronousMachine | http://iec.ch/TC57/2013/CIM-schema-cim16#SynchronousMachine | aggregate | http://iec.ch/TC57/2013/CIM-schema-cim16#Equipment.aggregate | 0..1 | Boolean | Attribute |  | EQ
SynchronousMachine | http://iec.ch/TC57/2013/CIM-schema-cim16#SynchronousMachine | EquipmentContainer | http://iec.ch/TC57/2013/CIM-schema-cim16#Equipment.EquipmentContainer | 0..1 | N/A | Association |  | EQ
SynchronousMachine | http://iec.ch/TC57/2013/CIM-schema-cim16#SynchronousMachine | energyIdentCodeEic | http://entsoe.eu/CIM/SchemaExtension/3/1#IdentifiedObject.energyIdentCodeEic | 0..1 | String | Attribute |  | EQ
SynchronousMachine | http://iec.ch/TC57/2013/CIM-schema-cim16#SynchronousMachine | name | http://iec.ch/TC57/2013/CIM-schema-cim16#IdentifiedObject.name | 1..1 | String | Attribute |  | EQ
SynchronousMachine | http://iec.ch/TC57/2013/CIM-schema-cim16#SynchronousMachine | mRID | http://iec.ch/TC57/2013/CIM-schema-cim16#IdentifiedObject.mRID | 0..1 | String | Attribute |  | EQ
SynchronousMachine | http://iec.ch/TC57/2013/CIM-schema-cim16#SynchronousMachine | shortName | http://entsoe.eu/CIM/SchemaExtension/3/1#IdentifiedObject.shortName | 0..1 | String | Attribute |  | EQ
SynchronousMachine | http://iec.ch/TC57/2013/CIM-schema-cim16#SynchronousMachine | description | http://iec.ch/TC57/2013/CIM-schema-cim16#IdentifiedObject.description | 0..1 | String | Attribute |  | EQ
CurveData | http://iec.ch/TC57/2013/CIM-schema-cim16#CurveData | y2value | http://iec.ch/TC57/2013/CIM-schema-cim16#CurveData.y2value | 0..1 | Float | Attribute |  | EQ
CurveData | http://iec.ch/TC57/2013/CIM-schema-cim16#CurveData | xvalue | http://iec.ch/TC57/2013/CIM-schema-cim16#CurveData.xvalue | 1..1 | Float | Attribute |  | EQ
CurveData | http://iec.ch/TC57/2013/CIM-schema-cim16#CurveData | y1value | http://iec.ch/TC57/2013/CIM-schema-cim16#CurveData.y1value | 1..1 | Float | Attribute |  | EQ
CurveData | http://iec.ch/TC57/2013/CIM-schema-cim16#CurveData | Curve | http://iec.ch/TC57/2013/CIM-schema-cim16#CurveData.Curve | 1 | N/A | Association |  | EQ
AccumulatorValue | http://iec.ch/TC57/2013/CIM-schema-cim16#AccumulatorValue | Accumulator | http://iec.ch/TC57/2013/CIM-schema-cim16#AccumulatorValue.Accumulator | 1 | N/A | Association |  | EQ
AccumulatorValue | http://iec.ch/TC57/2013/CIM-schema-cim16#AccumulatorValue | value | http://iec.ch/TC57/2013/CIM-schema-cim16#AccumulatorValue.value | 1..1 | Integer | Attribute |  | EQ
AccumulatorValue | http://iec.ch/TC57/2013/CIM-schema-cim16#AccumulatorValue | sensorAccuracy | http://iec.ch/TC57/2013/CIM-schema-cim16#MeasurementValue.sensorAccuracy | 0..1 | Float | Attribute |  | EQ
AccumulatorValue | http://iec.ch/TC57/2013/CIM-schema-cim16#AccumulatorValue | timeStamp | http://iec.ch/TC57/2013/CIM-schema-cim16#MeasurementValue.timeStamp | 0..1 | DateTime | Attribute |  | EQ
AccumulatorValue | http://iec.ch/TC57/2013/CIM-schema-cim16#AccumulatorValue | MeasurementValueSource | http://iec.ch/TC57/2013/CIM-schema-cim16#MeasurementValue.MeasurementValueSource | 1 | N/A | Association |  | EQ
AccumulatorValue | http://iec.ch/TC57/2013/CIM-schema-cim16#AccumulatorValue | energyIdentCodeEic | http://entsoe.eu/CIM/SchemaExtension/3/1#IdentifiedObject.energyIdentCodeEic | 0..1 | String | Attribute |  | EQ
AccumulatorValue | http://iec.ch/TC57/2013/CIM-schema-cim16#AccumulatorValue | name | http://iec.ch/TC57/2013/CIM-schema-cim16#IdentifiedObject.name | 1..1 | String | Attribute |  | EQ
AccumulatorValue | http://iec.ch/TC57/2013/CIM-schema-cim16#AccumulatorValue | mRID | http://iec.ch/TC57/2013/CIM-schema-cim16#IdentifiedObject.mRID | 0..1 | String | Attribute |  | EQ
AccumulatorValue | http://iec.ch/TC57/2013/CIM-schema-cim16#AccumulatorValue | shortName | http://entsoe.eu/CIM/SchemaExtension/3/1#IdentifiedObject.shortName | 0..1 | String | Attribute |  | EQ
AccumulatorValue | http://iec.ch/TC57/2013/CIM-schema-cim16#AccumulatorValue | description | http://iec.ch/TC57/2013/CIM-schema-cim16#IdentifiedObject.description | 0..1 | String | Attribute |  | EQ
EquivalentInjection | http://iec.ch/TC57/2013/CIM-schema-cim16#EquivalentInjection | x | http://iec.ch/TC57/2013/CIM-schema-cim16#EquivalentInjection.x | 1..1 | Float | Attribute |  | EQ
EquivalentInjection | http://iec.ch/TC57/2013/CIM-schema-cim16#EquivalentInjection | r | http://iec.ch/TC57/2013/CIM-schema-cim16#EquivalentInjection.r | 1..1 | Float | Attribute |  | EQ
EquivalentInjection | http://iec.ch/TC57/2013/CIM-schema-cim16#EquivalentInjection | maxP | http://iec.ch/TC57/2013/CIM-schema-cim16#EquivalentInjection.maxP | 0..1 | Float | Attribute |  | EQ
EquivalentInjection | http://iec.ch/TC57/2013/CIM-schema-cim16#EquivalentInjection | ReactiveCapabilityCurve | http://iec.ch/TC57/2013/CIM-schema-cim16#EquivalentInjection.ReactiveCapabilityCurve | 0..1 | N/A | Association |  | EQ
EquivalentInjection | http://iec.ch/TC57/2013/CIM-schema-cim16#EquivalentInjection | maxQ | http://iec.ch/TC57/2013/CIM-schema-cim16#EquivalentInjection.maxQ | 0..1 | Float | Attribute |  | EQ
EquivalentInjection | http://iec.ch/TC57/2013/CIM-schema-cim16#EquivalentInjection | r2 | http://iec.ch/TC57/2013/CIM-schema-cim16#EquivalentInjection.r2 | 1..1 | Float | Attribute |  | EQ
EquivalentInjection | http://iec.ch/TC57/2013/CIM-schema-cim16#EquivalentInjection | regulationCapability | http://iec.ch/TC57/2013/CIM-schema-cim16#EquivalentInjection.regulationCapability | 1..1 | Boolean | Attribute |  | EQ
EquivalentInjection | http://iec.ch/TC57/2013/CIM-schema-cim16#EquivalentInjection | r0 | http://iec.ch/TC57/2013/CIM-schema-cim16#EquivalentInjection.r0 | 1..1 | Float | Attribute |  | EQ
EquivalentInjection | http://iec.ch/TC57/2013/CIM-schema-cim16#EquivalentInjection | minP | http://iec.ch/TC57/2013/CIM-schema-cim16#EquivalentInjection.minP | 0..1 | Float | Attribute |  | EQ
EquivalentInjection | http://iec.ch/TC57/2013/CIM-schema-cim16#EquivalentInjection | minQ | http://iec.ch/TC57/2013/CIM-schema-cim16#EquivalentInjection.minQ | 0..1 | Float | Attribute |  | EQ
EquivalentInjection | http://iec.ch/TC57/2013/CIM-schema-cim16#EquivalentInjection | x2 | http://iec.ch/TC57/2013/CIM-schema-cim16#EquivalentInjection.x2 | 1..1 | Float | Attribute |  | EQ
EquivalentInjection | http://iec.ch/TC57/2013/CIM-schema-cim16#EquivalentInjection | x0 | http://iec.ch/TC57/2013/CIM-schema-cim16#EquivalentInjection.x0 | 1..1 | Float | Attribute |  | EQ
EquivalentInjection | http://iec.ch/TC57/2013/CIM-schema-cim16#EquivalentInjection | EquivalentNetwork | http://iec.ch/TC57/2013/CIM-schema-cim16#EquivalentEquipment.EquivalentNetwork | 0..1 | N/A | Association |  | EQ
EquivalentInjection | http://iec.ch/TC57/2013/CIM-schema-cim16#EquivalentInjection | BaseVoltage | http://iec.ch/TC57/2013/CIM-schema-cim16#ConductingEquipment.BaseVoltage | 0..1 | N/A | Association |  | EQ
EquivalentInjection | http://iec.ch/TC57/2013/CIM-schema-cim16#EquivalentInjection | aggregate | http://iec.ch/TC57/2013/CIM-schema-cim16#Equipment.aggregate | 0..1 | Boolean | Attribute |  | EQ
EquivalentInjection | http://iec.ch/TC57/2013/CIM-schema-cim16#EquivalentInjection | EquipmentContainer | http://iec.ch/TC57/2013/CIM-schema-cim16#Equipment.EquipmentContainer | 0..1 | N/A | Association |  | EQ
EquivalentInjection | http://iec.ch/TC57/2013/CIM-schema-cim16#EquivalentInjection | energyIdentCodeEic | http://entsoe.eu/CIM/SchemaExtension/3/1#IdentifiedObject.energyIdentCodeEic | 0..1 | String | Attribute |  | EQ
EquivalentInjection | http://iec.ch/TC57/2013/CIM-schema-cim16#EquivalentInjection | name | http://iec.ch/TC57/2013/CIM-schema-cim16#IdentifiedObject.name | 1..1 | String | Attribute |  | EQ
EquivalentInjection | http://iec.ch/TC57/2013/CIM-schema-cim16#EquivalentInjection | mRID | http://iec.ch/TC57/2013/CIM-schema-cim16#IdentifiedObject.mRID | 0..1 | String | Attribute |  | EQ
EquivalentInjection | http://iec.ch/TC57/2013/CIM-schema-cim16#EquivalentInjection | shortName | http://entsoe.eu/CIM/SchemaExtension/3/1#IdentifiedObject.shortName | 0..1 | String | Attribute |  | EQ
EquivalentInjection | http://iec.ch/TC57/2013/CIM-schema-cim16#EquivalentInjection | description | http://iec.ch/TC57/2013/CIM-schema-cim16#IdentifiedObject.description | 0..1 | String | Attribute |  | EQ
EquivalentBranch | http://iec.ch/TC57/2013/CIM-schema-cim16#EquivalentBranch | negativeX12 | http://iec.ch/TC57/2013/CIM-schema-cim16#EquivalentBranch.negativeX12 | 1..1 | Float | Attribute |  | EQ
EquivalentBranch | http://iec.ch/TC57/2013/CIM-schema-cim16#EquivalentBranch | r | http://iec.ch/TC57/2013/CIM-schema-cim16#EquivalentBranch.r | 1..1 | Float | Attribute |  | EQ
EquivalentBranch | http://iec.ch/TC57/2013/CIM-schema-cim16#EquivalentBranch | zeroR12 | http://iec.ch/TC57/2013/CIM-schema-cim16#EquivalentBranch.zeroR12 | 1..1 | Float | Attribute |  | EQ
EquivalentBranch | http://iec.ch/TC57/2013/CIM-schema-cim16#EquivalentBranch | r21 | http://iec.ch/TC57/2013/CIM-schema-cim16#EquivalentBranch.r21 | 0..1 | Float | Attribute |  | EQ
EquivalentBranch | http://iec.ch/TC57/2013/CIM-schema-cim16#EquivalentBranch | zeroR21 | http://iec.ch/TC57/2013/CIM-schema-cim16#EquivalentBranch.zeroR21 | 1..1 | Float | Attribute |  | EQ
EquivalentBranch | http://iec.ch/TC57/2013/CIM-schema-cim16#EquivalentBranch | positiveR12 | http://iec.ch/TC57/2013/CIM-schema-cim16#EquivalentBranch.positiveR12 | 1..1 | Float | Attribute |  | EQ
EquivalentBranch | http://iec.ch/TC57/2013/CIM-schema-cim16#EquivalentBranch | negativeX21 | http://iec.ch/TC57/2013/CIM-schema-cim16#EquivalentBranch.negativeX21 | 1..1 | Float | Attribute |  | EQ
EquivalentBranch | http://iec.ch/TC57/2013/CIM-schema-cim16#EquivalentBranch | x | http://iec.ch/TC57/2013/CIM-schema-cim16#EquivalentBranch.x | 1..1 | Float | Attribute |  | EQ
EquivalentBranch | http://iec.ch/TC57/2013/CIM-schema-cim16#EquivalentBranch | x21 | http://iec.ch/TC57/2013/CIM-schema-cim16#EquivalentBranch.x21 | 0..1 | Float | Attribute |  | EQ
EquivalentBranch | http://iec.ch/TC57/2013/CIM-schema-cim16#EquivalentBranch | zeroX21 | http://iec.ch/TC57/2013/CIM-schema-cim16#EquivalentBranch.zeroX21 | 1..1 | Float | Attribute |  | EQ
EquivalentBranch | http://iec.ch/TC57/2013/CIM-schema-cim16#EquivalentBranch | positiveX21 | http://iec.ch/TC57/2013/CIM-schema-cim16#EquivalentBranch.positiveX21 | 1..1 | Float | Attribute |  | EQ
EquivalentBranch | http://iec.ch/TC57/2013/CIM-schema-cim16#EquivalentBranch | negativeR21 | http://iec.ch/TC57/2013/CIM-schema-cim16#EquivalentBranch.negativeR21 | 1..1 | Float | Attribute |  | EQ
EquivalentBranch | http://iec.ch/TC57/2013/CIM-schema-cim16#EquivalentBranch | negativeR12 | http://iec.ch/TC57/2013/CIM-schema-cim16#EquivalentBranch.negativeR12 | 1..1 | Float | Attribute |  | EQ
EquivalentBranch | http://iec.ch/TC57/2013/CIM-schema-cim16#EquivalentBranch | positiveX12 | http://iec.ch/TC57/2013/CIM-schema-cim16#EquivalentBranch.positiveX12 | 1..1 | Float | Attribute |  | EQ
EquivalentBranch | http://iec.ch/TC57/2013/CIM-schema-cim16#EquivalentBranch | positiveR21 | http://iec.ch/TC57/2013/CIM-schema-cim16#EquivalentBranch.positiveR21 | 1..1 | Float | Attribute |  | EQ
EquivalentBranch | http://iec.ch/TC57/2013/CIM-schema-cim16#EquivalentBranch | zeroX12 | http://iec.ch/TC57/2013/CIM-schema-cim16#EquivalentBranch.zeroX12 | 1..1 | Float | Attribute |  | EQ
EquivalentBranch | http://iec.ch/TC57/2013/CIM-schema-cim16#EquivalentBranch | EquivalentNetwork | http://iec.ch/TC57/2013/CIM-schema-cim16#EquivalentEquipment.EquivalentNetwork | 0..1 | N/A | Association |  | EQ
EquivalentBranch | http://iec.ch/TC57/2013/CIM-schema-cim16#EquivalentBranch | BaseVoltage | http://iec.ch/TC57/2013/CIM-schema-cim16#ConductingEquipment.BaseVoltage | 0..1 | N/A | Association |  | EQ
EquivalentBranch | http://iec.ch/TC57/2013/CIM-schema-cim16#EquivalentBranch | aggregate | http://iec.ch/TC57/2013/CIM-schema-cim16#Equipment.aggregate | 0..1 | Boolean | Attribute |  | EQ
EquivalentBranch | http://iec.ch/TC57/2013/CIM-schema-cim16#EquivalentBranch | EquipmentContainer | http://iec.ch/TC57/2013/CIM-schema-cim16#Equipment.EquipmentContainer | 0..1 | N/A | Association |  | EQ
EquivalentBranch | http://iec.ch/TC57/2013/CIM-schema-cim16#EquivalentBranch | energyIdentCodeEic | http://entsoe.eu/CIM/SchemaExtension/3/1#IdentifiedObject.energyIdentCodeEic | 0..1 | String | Attribute |  | EQ
EquivalentBranch | http://iec.ch/TC57/2013/CIM-schema-cim16#EquivalentBranch | name | http://iec.ch/TC57/2013/CIM-schema-cim16#IdentifiedObject.name | 1..1 | String | Attribute |  | EQ
EquivalentBranch | http://iec.ch/TC57/2013/CIM-schema-cim16#EquivalentBranch | mRID | http://iec.ch/TC57/2013/CIM-schema-cim16#IdentifiedObject.mRID | 0..1 | String | Attribute |  | EQ
EquivalentBranch | http://iec.ch/TC57/2013/CIM-schema-cim16#EquivalentBranch | shortName | http://entsoe.eu/CIM/SchemaExtension/3/1#IdentifiedObject.shortName | 0..1 | String | Attribute |  | EQ
EquivalentBranch | http://iec.ch/TC57/2013/CIM-schema-cim16#EquivalentBranch | description | http://iec.ch/TC57/2013/CIM-schema-cim16#IdentifiedObject.description | 0..1 | String | Attribute |  | EQ
Analog | http://iec.ch/TC57/2013/CIM-schema-cim16#Analog | positiveFlowIn | http://iec.ch/TC57/2013/CIM-schema-cim16#Analog.positiveFlowIn | 0..1 | Boolean | Attribute |  | EQ
Analog | http://iec.ch/TC57/2013/CIM-schema-cim16#Analog | Terminal | http://iec.ch/TC57/2013/CIM-schema-cim16#Measurement.Terminal | 0..1 | N/A | Association |  | EQ
Analog | http://iec.ch/TC57/2013/CIM-schema-cim16#Analog | phases | http://iec.ch/TC57/2013/CIM-schema-cim16#Measurement.phases | 0..1 | [http://iec.ch/TC57/2013/CIM-schema-cim16#PhaseCode.BN, http://iec.ch/TC57/2013/CIM-schema-cim16#PhaseCode.ABCN, http://iec.ch/TC57/2013/CIM-schema-cim16#PhaseCode.s12N, http://iec.ch/TC57/2013/CIM-schema-cim16#PhaseCode.s12, http://iec.ch/TC57/2013/CIM-schema-cim16#PhaseCode.ABN, http://iec.ch/TC57/2013/CIM-schema-cim16#PhaseCode.BC, http://iec.ch/TC57/2013/CIM-schema-cim16#PhaseCode.BCN, http://iec.ch/TC57/2013/CIM-schema-cim16#PhaseCode.N, http://iec.ch/TC57/2013/CIM-schema-cim16#PhaseCode.s2N, http://iec.ch/TC57/2013/CIM-schema-cim16#PhaseCode.ABC, http://iec.ch/TC57/2013/CIM-schema-cim16#PhaseCode.s1, http://iec.ch/TC57/2013/CIM-schema-cim16#PhaseCode.s2, http://iec.ch/TC57/2013/CIM-schema-cim16#PhaseCode.AN, http://iec.ch/TC57/2013/CIM-schema-cim16#PhaseCode.B, http://iec.ch/TC57/2013/CIM-schema-cim16#PhaseCode.A, http://iec.ch/TC57/2013/CIM-schema-cim16#PhaseCode.CN, http://iec.ch/TC57/2013/CIM-schema-cim16#PhaseCode.C, http://iec.ch/TC57/2013/CIM-schema-cim16#PhaseCode.AB, http://iec.ch/TC57/2013/CIM-schema-cim16#PhaseCode.ACN, http://iec.ch/TC57/2013/CIM-schema-cim16#PhaseCode.AC, http://iec.ch/TC57/2013/CIM-schema-cim16#PhaseCode.s1N] | Enumeration |  | EQ
Analog | http://iec.ch/TC57/2013/CIM-schema-cim16#Analog | measurementType | http://iec.ch/TC57/2013/CIM-schema-cim16#Measurement.measurementType | 1..1 | String | Attribute |  | EQ
Analog | http://iec.ch/TC57/2013/CIM-schema-cim16#Analog | unitSymbol | http://iec.ch/TC57/2013/CIM-schema-cim16#Measurement.unitSymbol | 1..1 | [http://iec.ch/TC57/2013/CIM-schema-cim16#UnitSymbol.h, http://iec.ch/TC57/2013/CIM-schema-cim16#UnitSymbol.g, http://iec.ch/TC57/2013/CIM-schema-cim16#UnitSymbol.m2, http://iec.ch/TC57/2013/CIM-schema-cim16#UnitSymbol.degC, http://iec.ch/TC57/2013/CIM-schema-cim16#UnitSymbol.deg, http://iec.ch/TC57/2013/CIM-schema-cim16#UnitSymbol.m3, http://iec.ch/TC57/2013/CIM-schema-cim16#UnitSymbol.Pa, http://iec.ch/TC57/2013/CIM-schema-cim16#UnitSymbol.s, http://iec.ch/TC57/2013/CIM-schema-cim16#UnitSymbol.VAh, http://iec.ch/TC57/2013/CIM-schema-cim16#UnitSymbol.VArh, http://iec.ch/TC57/2013/CIM-schema-cim16#UnitSymbol.m, http://iec.ch/TC57/2013/CIM-schema-cim16#UnitSymbol.VA, http://iec.ch/TC57/2013/CIM-schema-cim16#UnitSymbol.H, http://iec.ch/TC57/2013/CIM-schema-cim16#UnitSymbol.F, http://iec.ch/TC57/2013/CIM-schema-cim16#UnitSymbol.none, http://iec.ch/TC57/2013/CIM-schema-cim16#UnitSymbol.Wh, http://iec.ch/TC57/2013/CIM-schema-cim16#UnitSymbol.A, http://iec.ch/TC57/2013/CIM-schema-cim16#UnitSymbol.ohm, http://iec.ch/TC57/2013/CIM-schema-cim16#UnitSymbol.VAr, http://iec.ch/TC57/2013/CIM-schema-cim16#UnitSymbol.W, http://iec.ch/TC57/2013/CIM-schema-cim16#UnitSymbol.min, http://iec.ch/TC57/2013/CIM-schema-cim16#UnitSymbol.V, http://iec.ch/TC57/2013/CIM-schema-cim16#UnitSymbol.S, http://iec.ch/TC57/2013/CIM-schema-cim16#UnitSymbol.Hz, http://iec.ch/TC57/2013/CIM-schema-cim16#UnitSymbol.rad, http://iec.ch/TC57/2013/CIM-schema-cim16#UnitSymbol.N, http://iec.ch/TC57/2013/CIM-schema-cim16#UnitSymbol.J] | Enumeration |  | EQ
Analog | http://iec.ch/TC57/2013/CIM-schema-cim16#Analog | PowerSystemResource | http://iec.ch/TC57/2013/CIM-schema-cim16#Measurement.PowerSystemResource | 1..1 | N/A | Association |  | EQ
Analog | http://iec.ch/TC57/2013/CIM-schema-cim16#Analog | unitMultiplier | http://iec.ch/TC57/2013/CIM-schema-cim16#Measurement.unitMultiplier | 1..1 | [http://iec.ch/TC57/2013/CIM-schema-cim16#UnitMultiplier.micro, http://iec.ch/TC57/2013/CIM-schema-cim16#UnitMultiplier.k, http://iec.ch/TC57/2013/CIM-schema-cim16#UnitMultiplier.d, http://iec.ch/TC57/2013/CIM-schema-cim16#UnitMultiplier.m, http://iec.ch/TC57/2013/CIM-schema-cim16#UnitMultiplier.p, http://iec.ch/TC57/2013/CIM-schema-cim16#UnitMultiplier.n, http://iec.ch/TC57/2013/CIM-schema-cim16#UnitMultiplier.T, http://iec.ch/TC57/2013/CIM-schema-cim16#UnitMultiplier.c, http://iec.ch/TC57/2013/CIM-schema-cim16#UnitMultiplier.G, http://iec.ch/TC57/2013/CIM-schema-cim16#UnitMultiplier.none, http://iec.ch/TC57/2013/CIM-schema-cim16#UnitMultiplier.M] | Enumeration |  | EQ
Analog | http://iec.ch/TC57/2013/CIM-schema-cim16#Analog | energyIdentCodeEic | http://entsoe.eu/CIM/SchemaExtension/3/1#IdentifiedObject.energyIdentCodeEic | 0..1 | String | Attribute |  | EQ
Analog | http://iec.ch/TC57/2013/CIM-schema-cim16#Analog | name | http://iec.ch/TC57/2013/CIM-schema-cim16#IdentifiedObject.name | 1..1 | String | Attribute |  | EQ
Analog | http://iec.ch/TC57/2013/CIM-schema-cim16#Analog | mRID | http://iec.ch/TC57/2013/CIM-schema-cim16#IdentifiedObject.mRID | 0..1 | String | Attribute |  | EQ
Analog | http://iec.ch/TC57/2013/CIM-schema-cim16#Analog | shortName | http://entsoe.eu/CIM/SchemaExtension/3/1#IdentifiedObject.shortName | 0..1 | String | Attribute |  | EQ
Analog | http://iec.ch/TC57/2013/CIM-schema-cim16#Analog | description | http://iec.ch/TC57/2013/CIM-schema-cim16#IdentifiedObject.description | 0..1 | String | Attribute |  | EQ
ValueToAlias | http://iec.ch/TC57/2013/CIM-schema-cim16#ValueToAlias | value | http://iec.ch/TC57/2013/CIM-schema-cim16#ValueToAlias.value | 1..1 | Integer | Attribute |  | EQ
ValueToAlias | http://iec.ch/TC57/2013/CIM-schema-cim16#ValueToAlias | ValueAliasSet | http://iec.ch/TC57/2013/CIM-schema-cim16#ValueToAlias.ValueAliasSet | 1 | N/A | Association |  | EQ
ValueToAlias | http://iec.ch/TC57/2013/CIM-schema-cim16#ValueToAlias | energyIdentCodeEic | http://entsoe.eu/CIM/SchemaExtension/3/1#IdentifiedObject.energyIdentCodeEic | 0..1 | String | Attribute |  | EQ
ValueToAlias | http://iec.ch/TC57/2013/CIM-schema-cim16#ValueToAlias | name | http://iec.ch/TC57/2013/CIM-schema-cim16#IdentifiedObject.name | 1..1 | String | Attribute |  | EQ
ValueToAlias | http://iec.ch/TC57/2013/CIM-schema-cim16#ValueToAlias | mRID | http://iec.ch/TC57/2013/CIM-schema-cim16#IdentifiedObject.mRID | 0..1 | String | Attribute |  | EQ
ValueToAlias | http://iec.ch/TC57/2013/CIM-schema-cim16#ValueToAlias | shortName | http://entsoe.eu/CIM/SchemaExtension/3/1#IdentifiedObject.shortName | 0..1 | String | Attribute |  | EQ
ValueToAlias | http://iec.ch/TC57/2013/CIM-schema-cim16#ValueToAlias | description | http://iec.ch/TC57/2013/CIM-schema-cim16#IdentifiedObject.description | 0..1 | String | Attribute |  | EQ
PhaseTapChangerSymmetrical | http://iec.ch/TC57/2013/CIM-schema-cim16#PhaseTapChangerSymmetrical | xMax | http://iec.ch/TC57/2013/CIM-schema-cim16#PhaseTapChangerNonLinear.xMax | 1..1 | Float | Attribute |  | EQ
PhaseTapChangerSymmetrical | http://iec.ch/TC57/2013/CIM-schema-cim16#PhaseTapChangerSymmetrical | voltageStepIncrement | http://iec.ch/TC57/2013/CIM-schema-cim16#PhaseTapChangerNonLinear.voltageStepIncrement | 1..1 | Float | Attribute |  | EQ
PhaseTapChangerSymmetrical | http://iec.ch/TC57/2013/CIM-schema-cim16#PhaseTapChangerSymmetrical | xMin | http://iec.ch/TC57/2013/CIM-schema-cim16#PhaseTapChangerNonLinear.xMin | 1..1 | Float | Attribute |  | EQ
PhaseTapChangerSymmetrical | http://iec.ch/TC57/2013/CIM-schema-cim16#PhaseTapChangerSymmetrical | TransformerEnd | http://iec.ch/TC57/2013/CIM-schema-cim16#PhaseTapChanger.TransformerEnd | 1 | N/A | Association |  | EQ
PhaseTapChangerSymmetrical | http://iec.ch/TC57/2013/CIM-schema-cim16#PhaseTapChangerSymmetrical | neutralU | http://iec.ch/TC57/2013/CIM-schema-cim16#TapChanger.neutralU | 1..1 | Float | Attribute |  | EQ
PhaseTapChangerSymmetrical | http://iec.ch/TC57/2013/CIM-schema-cim16#PhaseTapChangerSymmetrical | neutralStep | http://iec.ch/TC57/2013/CIM-schema-cim16#TapChanger.neutralStep | 1..1 | Integer | Attribute |  | EQ
PhaseTapChangerSymmetrical | http://iec.ch/TC57/2013/CIM-schema-cim16#PhaseTapChangerSymmetrical | TapChangerControl | http://iec.ch/TC57/2013/CIM-schema-cim16#TapChanger.TapChangerControl | 0..1 | N/A | Association |  | EQ
PhaseTapChangerSymmetrical | http://iec.ch/TC57/2013/CIM-schema-cim16#PhaseTapChangerSymmetrical | ltcFlag | http://iec.ch/TC57/2013/CIM-schema-cim16#TapChanger.ltcFlag | 1..1 | Boolean | Attribute |  | EQ
PhaseTapChangerSymmetrical | http://iec.ch/TC57/2013/CIM-schema-cim16#PhaseTapChangerSymmetrical | highStep | http://iec.ch/TC57/2013/CIM-schema-cim16#TapChanger.highStep | 1..1 | Integer | Attribute |  | EQ
PhaseTapChangerSymmetrical | http://iec.ch/TC57/2013/CIM-schema-cim16#PhaseTapChangerSymmetrical | lowStep | http://iec.ch/TC57/2013/CIM-schema-cim16#TapChanger.lowStep | 1..1 | Integer | Attribute |  | EQ
PhaseTapChangerSymmetrical | http://iec.ch/TC57/2013/CIM-schema-cim16#PhaseTapChangerSymmetrical | normalStep | http://iec.ch/TC57/2013/CIM-schema-cim16#TapChanger.normalStep | 1..1 | Integer | Attribute |  | EQ
PhaseTapChangerSymmetrical | http://iec.ch/TC57/2013/CIM-schema-cim16#PhaseTapChangerSymmetrical | energyIdentCodeEic | http://entsoe.eu/CIM/SchemaExtension/3/1#IdentifiedObject.energyIdentCodeEic | 0..1 | String | Attribute |  | EQ
PhaseTapChangerSymmetrical | http://iec.ch/TC57/2013/CIM-schema-cim16#PhaseTapChangerSymmetrical | name | http://iec.ch/TC57/2013/CIM-schema-cim16#IdentifiedObject.name | 1..1 | String | Attribute |  | EQ
PhaseTapChangerSymmetrical | http://iec.ch/TC57/2013/CIM-schema-cim16#PhaseTapChangerSymmetrical | mRID | http://iec.ch/TC57/2013/CIM-schema-cim16#IdentifiedObject.mRID | 0..1 | String | Attribute |  | EQ
PhaseTapChangerSymmetrical | http://iec.ch/TC57/2013/CIM-schema-cim16#PhaseTapChangerSymmetrical | shortName | http://entsoe.eu/CIM/SchemaExtension/3/1#IdentifiedObject.shortName | 0..1 | String | Attribute |  | EQ
PhaseTapChangerSymmetrical | http://iec.ch/TC57/2013/CIM-schema-cim16#PhaseTapChangerSymmetrical | description | http://iec.ch/TC57/2013/CIM-schema-cim16#IdentifiedObject.description | 0..1 | String | Attribute |  | EQ
DCLine | http://iec.ch/TC57/2013/CIM-schema-cim16#DCLine | Region | http://iec.ch/TC57/2013/CIM-schema-cim16#DCLine.Region | 0..1 | N/A | Association |  | EQ
DCLine | http://iec.ch/TC57/2013/CIM-schema-cim16#DCLine | energyIdentCodeEic | http://entsoe.eu/CIM/SchemaExtension/3/1#IdentifiedObject.energyIdentCodeEic | 0..1 | String | Attribute |  | EQ
DCLine | http://iec.ch/TC57/2013/CIM-schema-cim16#DCLine | name | http://iec.ch/TC57/2013/CIM-schema-cim16#IdentifiedObject.name | 1..1 | String | Attribute |  | EQ
DCLine | http://iec.ch/TC57/2013/CIM-schema-cim16#DCLine | mRID | http://iec.ch/TC57/2013/CIM-schema-cim16#IdentifiedObject.mRID | 0..1 | String | Attribute |  | EQ
DCLine | http://iec.ch/TC57/2013/CIM-schema-cim16#DCLine | shortName | http://entsoe.eu/CIM/SchemaExtension/3/1#IdentifiedObject.shortName | 0..1 | String | Attribute |  | EQ
DCLine | http://iec.ch/TC57/2013/CIM-schema-cim16#DCLine | description | http://iec.ch/TC57/2013/CIM-schema-cim16#IdentifiedObject.description | 0..1 | String | Attribute |  | EQ
ConformLoad | http://iec.ch/TC57/2013/CIM-schema-cim16#ConformLoad | LoadGroup | http://iec.ch/TC57/2013/CIM-schema-cim16#ConformLoad.LoadGroup | 1 | N/A | Association |  | EQ
ConformLoad | http://iec.ch/TC57/2013/CIM-schema-cim16#ConformLoad | pfixedPct | http://iec.ch/TC57/2013/CIM-schema-cim16#EnergyConsumer.pfixedPct | 0..1 | Float | Attribute |  | EQ
ConformLoad | http://iec.ch/TC57/2013/CIM-schema-cim16#ConformLoad | qfixedPct | http://iec.ch/TC57/2013/CIM-schema-cim16#EnergyConsumer.qfixedPct | 0..1 | Float | Attribute |  | EQ
ConformLoad | http://iec.ch/TC57/2013/CIM-schema-cim16#ConformLoad | qfixed | http://iec.ch/TC57/2013/CIM-schema-cim16#EnergyConsumer.qfixed | 0..1 | Float | Attribute |  | EQ
ConformLoad | http://iec.ch/TC57/2013/CIM-schema-cim16#ConformLoad | LoadResponse | http://iec.ch/TC57/2013/CIM-schema-cim16#EnergyConsumer.LoadResponse | 0..1 | N/A | Association |  | EQ
ConformLoad | http://iec.ch/TC57/2013/CIM-schema-cim16#ConformLoad | pfixed | http://iec.ch/TC57/2013/CIM-schema-cim16#EnergyConsumer.pfixed | 0..1 | Float | Attribute |  | EQ
ConformLoad | http://iec.ch/TC57/2013/CIM-schema-cim16#ConformLoad | BaseVoltage | http://iec.ch/TC57/2013/CIM-schema-cim16#ConductingEquipment.BaseVoltage | 0..1 | N/A | Association |  | EQ
ConformLoad | http://iec.ch/TC57/2013/CIM-schema-cim16#ConformLoad | aggregate | http://iec.ch/TC57/2013/CIM-schema-cim16#Equipment.aggregate | 0..1 | Boolean | Attribute |  | EQ
ConformLoad | http://iec.ch/TC57/2013/CIM-schema-cim16#ConformLoad | EquipmentContainer | http://iec.ch/TC57/2013/CIM-schema-cim16#Equipment.EquipmentContainer | 0..1 | N/A | Association |  | EQ
ConformLoad | http://iec.ch/TC57/2013/CIM-schema-cim16#ConformLoad | energyIdentCodeEic | http://entsoe.eu/CIM/SchemaExtension/3/1#IdentifiedObject.energyIdentCodeEic | 0..1 | String | Attribute |  | EQ
ConformLoad | http://iec.ch/TC57/2013/CIM-schema-cim16#ConformLoad | name | http://iec.ch/TC57/2013/CIM-schema-cim16#IdentifiedObject.name | 1..1 | String | Attribute |  | EQ
ConformLoad | http://iec.ch/TC57/2013/CIM-schema-cim16#ConformLoad | mRID | http://iec.ch/TC57/2013/CIM-schema-cim16#IdentifiedObject.mRID | 0..1 | String | Attribute |  | EQ
ConformLoad | http://iec.ch/TC57/2013/CIM-schema-cim16#ConformLoad | shortName | http://entsoe.eu/CIM/SchemaExtension/3/1#IdentifiedObject.shortName | 0..1 | String | Attribute |  | EQ
ConformLoad | http://iec.ch/TC57/2013/CIM-schema-cim16#ConformLoad | description | http://iec.ch/TC57/2013/CIM-schema-cim16#IdentifiedObject.description | 0..1 | String | Attribute |  | EQ
SolarGeneratingUnit | http://iec.ch/TC57/2013/CIM-schema-cim16#SolarGeneratingUnit | ratedNetMaxP | http://iec.ch/TC57/2013/CIM-schema-cim16#GeneratingUnit.ratedNetMaxP | 0..1 | Float | Attribute |  | EQ
SolarGeneratingUnit | http://iec.ch/TC57/2013/CIM-schema-cim16#SolarGeneratingUnit | variableCost | http://iec.ch/TC57/2013/CIM-schema-cim16#GeneratingUnit.variableCost | 0..1 | Decimal | Attribute |  | EQ
SolarGeneratingUnit | http://iec.ch/TC57/2013/CIM-schema-cim16#SolarGeneratingUnit | totalEfficiency | http://iec.ch/TC57/2013/CIM-schema-cim16#GeneratingUnit.totalEfficiency | 0..1 | Float | Attribute |  | EQ
SolarGeneratingUnit | http://iec.ch/TC57/2013/CIM-schema-cim16#SolarGeneratingUnit | startupCost | http://iec.ch/TC57/2013/CIM-schema-cim16#GeneratingUnit.startupCost | 0..1 | Decimal | Attribute |  | EQ
SolarGeneratingUnit | http://iec.ch/TC57/2013/CIM-schema-cim16#SolarGeneratingUnit | governorSCD | http://iec.ch/TC57/2013/CIM-schema-cim16#GeneratingUnit.governorSCD | 0..1 | Float | Attribute |  | EQ
SolarGeneratingUnit | http://iec.ch/TC57/2013/CIM-schema-cim16#SolarGeneratingUnit | ratedGrossMaxP | http://iec.ch/TC57/2013/CIM-schema-cim16#GeneratingUnit.ratedGrossMaxP | 0..1 | Float | Attribute |  | EQ
SolarGeneratingUnit | http://iec.ch/TC57/2013/CIM-schema-cim16#SolarGeneratingUnit | nominalP | http://iec.ch/TC57/2013/CIM-schema-cim16#GeneratingUnit.nominalP | 0..1 | Float | Attribute |  | EQ
SolarGeneratingUnit | http://iec.ch/TC57/2013/CIM-schema-cim16#SolarGeneratingUnit | genControlSource | http://iec.ch/TC57/2013/CIM-schema-cim16#GeneratingUnit.genControlSource | 0..1 | [http://iec.ch/TC57/2013/CIM-schema-cim16#GeneratorControlSource.onAGC, http://iec.ch/TC57/2013/CIM-schema-cim16#GeneratorControlSource.unavailable, http://iec.ch/TC57/2013/CIM-schema-cim16#GeneratorControlSource.plantControl, http://iec.ch/TC57/2013/CIM-schema-cim16#GeneratorControlSource.offAGC] | Enumeration |  | EQ
SolarGeneratingUnit | http://iec.ch/TC57/2013/CIM-schema-cim16#SolarGeneratingUnit | longPF | http://iec.ch/TC57/2013/CIM-schema-cim16#GeneratingUnit.longPF | 0..1 | Float | Attribute |  | EQ
SolarGeneratingUnit | http://iec.ch/TC57/2013/CIM-schema-cim16#SolarGeneratingUnit | maxOperatingP | http://iec.ch/TC57/2013/CIM-schema-cim16#GeneratingUnit.maxOperatingP | 1..1 | Float | Attribute |  | EQ
SolarGeneratingUnit | http://iec.ch/TC57/2013/CIM-schema-cim16#SolarGeneratingUnit | shortPF | http://iec.ch/TC57/2013/CIM-schema-cim16#GeneratingUnit.shortPF | 0..1 | Float | Attribute |  | EQ
SolarGeneratingUnit | http://iec.ch/TC57/2013/CIM-schema-cim16#SolarGeneratingUnit | ratedGrossMinP | http://iec.ch/TC57/2013/CIM-schema-cim16#GeneratingUnit.ratedGrossMinP | 0..1 | Float | Attribute |  | EQ
SolarGeneratingUnit | http://iec.ch/TC57/2013/CIM-schema-cim16#SolarGeneratingUnit | minOperatingP | http://iec.ch/TC57/2013/CIM-schema-cim16#GeneratingUnit.minOperatingP | 1..1 | Float | Attribute |  | EQ
SolarGeneratingUnit | http://iec.ch/TC57/2013/CIM-schema-cim16#SolarGeneratingUnit | maximumAllowableSpinningReserve | http://iec.ch/TC57/2013/CIM-schema-cim16#GeneratingUnit.maximumAllowableSpinningReserve | 0..1 | Float | Attribute |  | EQ
SolarGeneratingUnit | http://iec.ch/TC57/2013/CIM-schema-cim16#SolarGeneratingUnit | initialP | http://iec.ch/TC57/2013/CIM-schema-cim16#GeneratingUnit.initialP | 1..1 | Float | Attribute |  | EQ
SolarGeneratingUnit | http://iec.ch/TC57/2013/CIM-schema-cim16#SolarGeneratingUnit | aggregate | http://iec.ch/TC57/2013/CIM-schema-cim16#Equipment.aggregate | 0..1 | Boolean | Attribute |  | EQ
SolarGeneratingUnit | http://iec.ch/TC57/2013/CIM-schema-cim16#SolarGeneratingUnit | EquipmentContainer | http://iec.ch/TC57/2013/CIM-schema-cim16#Equipment.EquipmentContainer | 0..1 | N/A | Association |  | EQ
SolarGeneratingUnit | http://iec.ch/TC57/2013/CIM-schema-cim16#SolarGeneratingUnit | energyIdentCodeEic | http://entsoe.eu/CIM/SchemaExtension/3/1#IdentifiedObject.energyIdentCodeEic | 0..1 | String | Attribute |  | EQ
SolarGeneratingUnit | http://iec.ch/TC57/2013/CIM-schema-cim16#SolarGeneratingUnit | name | http://iec.ch/TC57/2013/CIM-schema-cim16#IdentifiedObject.name | 1..1 | String | Attribute |  | EQ
SolarGeneratingUnit | http://iec.ch/TC57/2013/CIM-schema-cim16#SolarGeneratingUnit | mRID | http://iec.ch/TC57/2013/CIM-schema-cim16#IdentifiedObject.mRID | 0..1 | String | Attribute |  | EQ
SolarGeneratingUnit | http://iec.ch/TC57/2013/CIM-schema-cim16#SolarGeneratingUnit | shortName | http://entsoe.eu/CIM/SchemaExtension/3/1#IdentifiedObject.shortName | 0..1 | String | Attribute |  | EQ
SolarGeneratingUnit | http://iec.ch/TC57/2013/CIM-schema-cim16#SolarGeneratingUnit | description | http://iec.ch/TC57/2013/CIM-schema-cim16#IdentifiedObject.description | 0..1 | String | Attribute |  | EQ
SwitchSchedule | http://iec.ch/TC57/2013/CIM-schema-cim16#SwitchSchedule | Switch | http://iec.ch/TC57/2013/CIM-schema-cim16#SwitchSchedule.Switch | 1 | N/A | Association |  | EQ
SwitchSchedule | http://iec.ch/TC57/2013/CIM-schema-cim16#SwitchSchedule | Season | http://iec.ch/TC57/2013/CIM-schema-cim16#SeasonDayTypeSchedule.Season | 1..1 | N/A | Association |  | EQ
SwitchSchedule | http://iec.ch/TC57/2013/CIM-schema-cim16#SwitchSchedule | DayType | http://iec.ch/TC57/2013/CIM-schema-cim16#SeasonDayTypeSchedule.DayType | 1..1 | N/A | Association |  | EQ
SwitchSchedule | http://iec.ch/TC57/2013/CIM-schema-cim16#SwitchSchedule | timeStep | http://iec.ch/TC57/2013/CIM-schema-cim16#RegularIntervalSchedule.timeStep | 1..1 | Float | Attribute |  | EQ
SwitchSchedule | http://iec.ch/TC57/2013/CIM-schema-cim16#SwitchSchedule | endTime | http://iec.ch/TC57/2013/CIM-schema-cim16#RegularIntervalSchedule.endTime | 1..1 | DateTime | Attribute |  | EQ
SwitchSchedule | http://iec.ch/TC57/2013/CIM-schema-cim16#SwitchSchedule | startTime | http://iec.ch/TC57/2013/CIM-schema-cim16#BasicIntervalSchedule.startTime | 1..1 | DateTime | Attribute |  | EQ
SwitchSchedule | http://iec.ch/TC57/2013/CIM-schema-cim16#SwitchSchedule | value2Unit | http://iec.ch/TC57/2013/CIM-schema-cim16#BasicIntervalSchedule.value2Unit | 0..1 | [http://iec.ch/TC57/2013/CIM-schema-cim16#UnitSymbol.h, http://iec.ch/TC57/2013/CIM-schema-cim16#UnitSymbol.g, http://iec.ch/TC57/2013/CIM-schema-cim16#UnitSymbol.m2, http://iec.ch/TC57/2013/CIM-schema-cim16#UnitSymbol.degC, http://iec.ch/TC57/2013/CIM-schema-cim16#UnitSymbol.deg, http://iec.ch/TC57/2013/CIM-schema-cim16#UnitSymbol.m3, http://iec.ch/TC57/2013/CIM-schema-cim16#UnitSymbol.Pa, http://iec.ch/TC57/2013/CIM-schema-cim16#UnitSymbol.s, http://iec.ch/TC57/2013/CIM-schema-cim16#UnitSymbol.VAh, http://iec.ch/TC57/2013/CIM-schema-cim16#UnitSymbol.VArh, http://iec.ch/TC57/2013/CIM-schema-cim16#UnitSymbol.m, http://iec.ch/TC57/2013/CIM-schema-cim16#UnitSymbol.VA, http://iec.ch/TC57/2013/CIM-schema-cim16#UnitSymbol.H, http://iec.ch/TC57/2013/CIM-schema-cim16#UnitSymbol.F, http://iec.ch/TC57/2013/CIM-schema-cim16#UnitSymbol.none, http://iec.ch/TC57/2013/CIM-schema-cim16#UnitSymbol.Wh, http://iec.ch/TC57/2013/CIM-schema-cim16#UnitSymbol.A, http://iec.ch/TC57/2013/CIM-schema-cim16#UnitSymbol.ohm, http://iec.ch/TC57/2013/CIM-schema-cim16#UnitSymbol.VAr, http://iec.ch/TC57/2013/CIM-schema-cim16#UnitSymbol.W, http://iec.ch/TC57/2013/CIM-schema-cim16#UnitSymbol.min, http://iec.ch/TC57/2013/CIM-schema-cim16#UnitSymbol.V, http://iec.ch/TC57/2013/CIM-schema-cim16#UnitSymbol.S, http://iec.ch/TC57/2013/CIM-schema-cim16#UnitSymbol.Hz, http://iec.ch/TC57/2013/CIM-schema-cim16#UnitSymbol.rad, http://iec.ch/TC57/2013/CIM-schema-cim16#UnitSymbol.N, http://iec.ch/TC57/2013/CIM-schema-cim16#UnitSymbol.J] | Enumeration |  | EQ
SwitchSchedule | http://iec.ch/TC57/2013/CIM-schema-cim16#SwitchSchedule | value1Unit | http://iec.ch/TC57/2013/CIM-schema-cim16#BasicIntervalSchedule.value1Unit | 1..1 | [http://iec.ch/TC57/2013/CIM-schema-cim16#UnitSymbol.h, http://iec.ch/TC57/2013/CIM-schema-cim16#UnitSymbol.g, http://iec.ch/TC57/2013/CIM-schema-cim16#UnitSymbol.m2, http://iec.ch/TC57/2013/CIM-schema-cim16#UnitSymbol.degC, http://iec.ch/TC57/2013/CIM-schema-cim16#UnitSymbol.deg, http://iec.ch/TC57/2013/CIM-schema-cim16#UnitSymbol.m3, http://iec.ch/TC57/2013/CIM-schema-cim16#UnitSymbol.Pa, http://iec.ch/TC57/2013/CIM-schema-cim16#UnitSymbol.s, http://iec.ch/TC57/2013/CIM-schema-cim16#UnitSymbol.VAh, http://iec.ch/TC57/2013/CIM-schema-cim16#UnitSymbol.VArh, http://iec.ch/TC57/2013/CIM-schema-cim16#UnitSymbol.m, http://iec.ch/TC57/2013/CIM-schema-cim16#UnitSymbol.VA, http://iec.ch/TC57/2013/CIM-schema-cim16#UnitSymbol.H, http://iec.ch/TC57/2013/CIM-schema-cim16#UnitSymbol.F, http://iec.ch/TC57/2013/CIM-schema-cim16#UnitSymbol.none, http://iec.ch/TC57/2013/CIM-schema-cim16#UnitSymbol.Wh, http://iec.ch/TC57/2013/CIM-schema-cim16#UnitSymbol.A, http://iec.ch/TC57/2013/CIM-schema-cim16#UnitSymbol.ohm, http://iec.ch/TC57/2013/CIM-schema-cim16#UnitSymbol.VAr, http://iec.ch/TC57/2013/CIM-schema-cim16#UnitSymbol.W, http://iec.ch/TC57/2013/CIM-schema-cim16#UnitSymbol.min, http://iec.ch/TC57/2013/CIM-schema-cim16#UnitSymbol.V, http://iec.ch/TC57/2013/CIM-schema-cim16#UnitSymbol.S, http://iec.ch/TC57/2013/CIM-schema-cim16#UnitSymbol.Hz, http://iec.ch/TC57/2013/CIM-schema-cim16#UnitSymbol.rad, http://iec.ch/TC57/2013/CIM-schema-cim16#UnitSymbol.N, http://iec.ch/TC57/2013/CIM-schema-cim16#UnitSymbol.J] | Enumeration |  | EQ
SwitchSchedule | http://iec.ch/TC57/2013/CIM-schema-cim16#SwitchSchedule | energyIdentCodeEic | http://entsoe.eu/CIM/SchemaExtension/3/1#IdentifiedObject.energyIdentCodeEic | 0..1 | String | Attribute |  | EQ
SwitchSchedule | http://iec.ch/TC57/2013/CIM-schema-cim16#SwitchSchedule | name | http://iec.ch/TC57/2013/CIM-schema-cim16#IdentifiedObject.name | 1..1 | String | Attribute |  | EQ
SwitchSchedule | http://iec.ch/TC57/2013/CIM-schema-cim16#SwitchSchedule | mRID | http://iec.ch/TC57/2013/CIM-schema-cim16#IdentifiedObject.mRID | 0..1 | String | Attribute |  | EQ
SwitchSchedule | http://iec.ch/TC57/2013/CIM-schema-cim16#SwitchSchedule | shortName | http://entsoe.eu/CIM/SchemaExtension/3/1#IdentifiedObject.shortName | 0..1 | String | Attribute |  | EQ
SwitchSchedule | http://iec.ch/TC57/2013/CIM-schema-cim16#SwitchSchedule | description | http://iec.ch/TC57/2013/CIM-schema-cim16#IdentifiedObject.description | 0..1 | String | Attribute |  | EQ
DCNode | http://iec.ch/TC57/2013/CIM-schema-cim16#DCNode | DCEquipmentContainer | http://iec.ch/TC57/2013/CIM-schema-cim16#DCNode.DCEquipmentContainer | 1 | N/A | Association |  | EQ
DCNode | http://iec.ch/TC57/2013/CIM-schema-cim16#DCNode | energyIdentCodeEic | http://entsoe.eu/CIM/SchemaExtension/3/1#IdentifiedObject.energyIdentCodeEic | 0..1 | String | Attribute |  | EQ
DCNode | http://iec.ch/TC57/2013/CIM-schema-cim16#DCNode | name | http://iec.ch/TC57/2013/CIM-schema-cim16#IdentifiedObject.name | 1..1 | String | Attribute |  | EQ
DCNode | http://iec.ch/TC57/2013/CIM-schema-cim16#DCNode | mRID | http://iec.ch/TC57/2013/CIM-schema-cim16#IdentifiedObject.mRID | 0..1 | String | Attribute |  | EQ
DCNode | http://iec.ch/TC57/2013/CIM-schema-cim16#DCNode | shortName | http://entsoe.eu/CIM/SchemaExtension/3/1#IdentifiedObject.shortName | 0..1 | String | Attribute |  | EQ
DCNode | http://iec.ch/TC57/2013/CIM-schema-cim16#DCNode | description | http://iec.ch/TC57/2013/CIM-schema-cim16#IdentifiedObject.description | 0..1 | String | Attribute |  | EQ
SetPoint | http://iec.ch/TC57/2013/CIM-schema-cim16#SetPoint | normalValue | http://iec.ch/TC57/2013/CIM-schema-cim16#SetPoint.normalValue | 1..1 | Float | Attribute |  | EQ
SetPoint | http://iec.ch/TC57/2013/CIM-schema-cim16#SetPoint | value | http://iec.ch/TC57/2013/CIM-schema-cim16#SetPoint.value | 1..1 | Float | Attribute |  | EQ
SetPoint | http://iec.ch/TC57/2013/CIM-schema-cim16#SetPoint | AnalogValue | http://iec.ch/TC57/2013/CIM-schema-cim16#AnalogControl.AnalogValue | 1 | N/A | Association |  | EQ
SetPoint | http://iec.ch/TC57/2013/CIM-schema-cim16#SetPoint | maxValue | http://iec.ch/TC57/2013/CIM-schema-cim16#AnalogControl.maxValue | 1..1 | Float | Attribute |  | EQ
SetPoint | http://iec.ch/TC57/2013/CIM-schema-cim16#SetPoint | minValue | http://iec.ch/TC57/2013/CIM-schema-cim16#AnalogControl.minValue | 1..1 | Float | Attribute |  | EQ
SetPoint | http://iec.ch/TC57/2013/CIM-schema-cim16#SetPoint | operationInProgress | http://iec.ch/TC57/2013/CIM-schema-cim16#Control.operationInProgress | 0..1 | Boolean | Attribute |  | EQ
SetPoint | http://iec.ch/TC57/2013/CIM-schema-cim16#SetPoint | controlType | http://iec.ch/TC57/2013/CIM-schema-cim16#Control.controlType | 1..1 | String | Attribute |  | EQ
SetPoint | http://iec.ch/TC57/2013/CIM-schema-cim16#SetPoint | PowerSystemResource | http://iec.ch/TC57/2013/CIM-schema-cim16#Control.PowerSystemResource | 0..1 | N/A | Association |  | EQ
SetPoint | http://iec.ch/TC57/2013/CIM-schema-cim16#SetPoint | unitSymbol | http://iec.ch/TC57/2013/CIM-schema-cim16#Control.unitSymbol | 0..1 | [http://iec.ch/TC57/2013/CIM-schema-cim16#UnitSymbol.h, http://iec.ch/TC57/2013/CIM-schema-cim16#UnitSymbol.g, http://iec.ch/TC57/2013/CIM-schema-cim16#UnitSymbol.m2, http://iec.ch/TC57/2013/CIM-schema-cim16#UnitSymbol.degC, http://iec.ch/TC57/2013/CIM-schema-cim16#UnitSymbol.deg, http://iec.ch/TC57/2013/CIM-schema-cim16#UnitSymbol.m3, http://iec.ch/TC57/2013/CIM-schema-cim16#UnitSymbol.Pa, http://iec.ch/TC57/2013/CIM-schema-cim16#UnitSymbol.s, http://iec.ch/TC57/2013/CIM-schema-cim16#UnitSymbol.VAh, http://iec.ch/TC57/2013/CIM-schema-cim16#UnitSymbol.VArh, http://iec.ch/TC57/2013/CIM-schema-cim16#UnitSymbol.m, http://iec.ch/TC57/2013/CIM-schema-cim16#UnitSymbol.VA, http://iec.ch/TC57/2013/CIM-schema-cim16#UnitSymbol.H, http://iec.ch/TC57/2013/CIM-schema-cim16#UnitSymbol.F, http://iec.ch/TC57/2013/CIM-schema-cim16#UnitSymbol.none, http://iec.ch/TC57/2013/CIM-schema-cim16#UnitSymbol.Wh, http://iec.ch/TC57/2013/CIM-schema-cim16#UnitSymbol.A, http://iec.ch/TC57/2013/CIM-schema-cim16#UnitSymbol.ohm, http://iec.ch/TC57/2013/CIM-schema-cim16#UnitSymbol.VAr, http://iec.ch/TC57/2013/CIM-schema-cim16#UnitSymbol.W, http://iec.ch/TC57/2013/CIM-schema-cim16#UnitSymbol.min, http://iec.ch/TC57/2013/CIM-schema-cim16#UnitSymbol.V, http://iec.ch/TC57/2013/CIM-schema-cim16#UnitSymbol.S, http://iec.ch/TC57/2013/CIM-schema-cim16#UnitSymbol.Hz, http://iec.ch/TC57/2013/CIM-schema-cim16#UnitSymbol.rad, http://iec.ch/TC57/2013/CIM-schema-cim16#UnitSymbol.N, http://iec.ch/TC57/2013/CIM-schema-cim16#UnitSymbol.J] | Enumeration |  | EQ
SetPoint | http://iec.ch/TC57/2013/CIM-schema-cim16#SetPoint | timeStamp | http://iec.ch/TC57/2013/CIM-schema-cim16#Control.timeStamp | 0..1 | DateTime | Attribute |  | EQ
SetPoint | http://iec.ch/TC57/2013/CIM-schema-cim16#SetPoint | unitMultiplier | http://iec.ch/TC57/2013/CIM-schema-cim16#Control.unitMultiplier | 0..1 | [http://iec.ch/TC57/2013/CIM-schema-cim16#UnitMultiplier.micro, http://iec.ch/TC57/2013/CIM-schema-cim16#UnitMultiplier.k, http://iec.ch/TC57/2013/CIM-schema-cim16#UnitMultiplier.d, http://iec.ch/TC57/2013/CIM-schema-cim16#UnitMultiplier.m, http://iec.ch/TC57/2013/CIM-schema-cim16#UnitMultiplier.p, http://iec.ch/TC57/2013/CIM-schema-cim16#UnitMultiplier.n, http://iec.ch/TC57/2013/CIM-schema-cim16#UnitMultiplier.T, http://iec.ch/TC57/2013/CIM-schema-cim16#UnitMultiplier.c, http://iec.ch/TC57/2013/CIM-schema-cim16#UnitMultiplier.G, http://iec.ch/TC57/2013/CIM-schema-cim16#UnitMultiplier.none, http://iec.ch/TC57/2013/CIM-schema-cim16#UnitMultiplier.M] | Enumeration |  | EQ
SetPoint | http://iec.ch/TC57/2013/CIM-schema-cim16#SetPoint | energyIdentCodeEic | http://entsoe.eu/CIM/SchemaExtension/3/1#IdentifiedObject.energyIdentCodeEic | 0..1 | String | Attribute |  | EQ
SetPoint | http://iec.ch/TC57/2013/CIM-schema-cim16#SetPoint | name | http://iec.ch/TC57/2013/CIM-schema-cim16#IdentifiedObject.name | 1..1 | String | Attribute |  | EQ
SetPoint | http://iec.ch/TC57/2013/CIM-schema-cim16#SetPoint | mRID | http://iec.ch/TC57/2013/CIM-schema-cim16#IdentifiedObject.mRID | 0..1 | String | Attribute |  | EQ
SetPoint | http://iec.ch/TC57/2013/CIM-schema-cim16#SetPoint | shortName | http://entsoe.eu/CIM/SchemaExtension/3/1#IdentifiedObject.shortName | 0..1 | String | Attribute |  | EQ
SetPoint | http://iec.ch/TC57/2013/CIM-schema-cim16#SetPoint | description | http://iec.ch/TC57/2013/CIM-schema-cim16#IdentifiedObject.description | 0..1 | String | Attribute |  | EQ
DCChopper | http://iec.ch/TC57/2013/CIM-schema-cim16#DCChopper | aggregate | http://iec.ch/TC57/2013/CIM-schema-cim16#Equipment.aggregate | 0..1 | Boolean | Attribute |  | EQ
DCChopper | http://iec.ch/TC57/2013/CIM-schema-cim16#DCChopper | EquipmentContainer | http://iec.ch/TC57/2013/CIM-schema-cim16#Equipment.EquipmentContainer | 0..1 | N/A | Association |  | EQ
DCChopper | http://iec.ch/TC57/2013/CIM-schema-cim16#DCChopper | energyIdentCodeEic | http://entsoe.eu/CIM/SchemaExtension/3/1#IdentifiedObject.energyIdentCodeEic | 0..1 | String | Attribute |  | EQ
DCChopper | http://iec.ch/TC57/2013/CIM-schema-cim16#DCChopper | name | http://iec.ch/TC57/2013/CIM-schema-cim16#IdentifiedObject.name | 1..1 | String | Attribute |  | EQ
DCChopper | http://iec.ch/TC57/2013/CIM-schema-cim16#DCChopper | mRID | http://iec.ch/TC57/2013/CIM-schema-cim16#IdentifiedObject.mRID | 0..1 | String | Attribute |  | EQ
DCChopper | http://iec.ch/TC57/2013/CIM-schema-cim16#DCChopper | shortName | http://entsoe.eu/CIM/SchemaExtension/3/1#IdentifiedObject.shortName | 0..1 | String | Attribute |  | EQ
DCChopper | http://iec.ch/TC57/2013/CIM-schema-cim16#DCChopper | description | http://iec.ch/TC57/2013/CIM-schema-cim16#IdentifiedObject.description | 0..1 | String | Attribute |  | EQ
OperationalLimitSet | http://iec.ch/TC57/2013/CIM-schema-cim16#OperationalLimitSet | Equipment | http://iec.ch/TC57/2013/CIM-schema-cim16#OperationalLimitSet.Equipment | 0..1 | N/A | Association |  | EQ
OperationalLimitSet | http://iec.ch/TC57/2013/CIM-schema-cim16#OperationalLimitSet | Terminal | http://iec.ch/TC57/2013/CIM-schema-cim16#OperationalLimitSet.Terminal | 0..1 | N/A | Association |  | EQ
OperationalLimitSet | http://iec.ch/TC57/2013/CIM-schema-cim16#OperationalLimitSet | energyIdentCodeEic | http://entsoe.eu/CIM/SchemaExtension/3/1#IdentifiedObject.energyIdentCodeEic | 0..1 | String | Attribute |  | EQ
OperationalLimitSet | http://iec.ch/TC57/2013/CIM-schema-cim16#OperationalLimitSet | name | http://iec.ch/TC57/2013/CIM-schema-cim16#IdentifiedObject.name | 1..1 | String | Attribute |  | EQ
OperationalLimitSet | http://iec.ch/TC57/2013/CIM-schema-cim16#OperationalLimitSet | mRID | http://iec.ch/TC57/2013/CIM-schema-cim16#IdentifiedObject.mRID | 0..1 | String | Attribute |  | EQ
OperationalLimitSet | http://iec.ch/TC57/2013/CIM-schema-cim16#OperationalLimitSet | shortName | http://entsoe.eu/CIM/SchemaExtension/3/1#IdentifiedObject.shortName | 0..1 | String | Attribute |  | EQ
OperationalLimitSet | http://iec.ch/TC57/2013/CIM-schema-cim16#OperationalLimitSet | description | http://iec.ch/TC57/2013/CIM-schema-cim16#IdentifiedObject.description | 0..1 | String | Attribute |  | EQ
AnalogLimitSet | http://iec.ch/TC57/2013/CIM-schema-cim16#AnalogLimitSet | Measurements | http://iec.ch/TC57/2013/CIM-schema-cim16#AnalogLimitSet.Measurements | 0..n | N/A | Association |  | EQ
AnalogLimitSet | http://iec.ch/TC57/2013/CIM-schema-cim16#AnalogLimitSet | isPercentageLimits | http://iec.ch/TC57/2013/CIM-schema-cim16#LimitSet.isPercentageLimits | 0..1 | Boolean | Attribute |  | EQ
AnalogLimitSet | http://iec.ch/TC57/2013/CIM-schema-cim16#AnalogLimitSet | energyIdentCodeEic | http://entsoe.eu/CIM/SchemaExtension/3/1#IdentifiedObject.energyIdentCodeEic | 0..1 | String | Attribute |  | EQ
AnalogLimitSet | http://iec.ch/TC57/2013/CIM-schema-cim16#AnalogLimitSet | name | http://iec.ch/TC57/2013/CIM-schema-cim16#IdentifiedObject.name | 1..1 | String | Attribute |  | EQ
AnalogLimitSet | http://iec.ch/TC57/2013/CIM-schema-cim16#AnalogLimitSet | mRID | http://iec.ch/TC57/2013/CIM-schema-cim16#IdentifiedObject.mRID | 0..1 | String | Attribute |  | EQ
AnalogLimitSet | http://iec.ch/TC57/2013/CIM-schema-cim16#AnalogLimitSet | shortName | http://entsoe.eu/CIM/SchemaExtension/3/1#IdentifiedObject.shortName | 0..1 | String | Attribute |  | EQ
AnalogLimitSet | http://iec.ch/TC57/2013/CIM-schema-cim16#AnalogLimitSet | description | http://iec.ch/TC57/2013/CIM-schema-cim16#IdentifiedObject.description | 0..1 | String | Attribute |  | EQ
BusNameMarker | http://iec.ch/TC57/2013/CIM-schema-cim16#BusNameMarker | priority | http://iec.ch/TC57/2013/CIM-schema-cim16#BusNameMarker.priority | 0..1 | Integer | Attribute |  | EQ
BusNameMarker | http://iec.ch/TC57/2013/CIM-schema-cim16#BusNameMarker | ReportingGroup | http://iec.ch/TC57/2013/CIM-schema-cim16#BusNameMarker.ReportingGroup | 0..1 | N/A | Association |  | EQ
BusNameMarker | http://iec.ch/TC57/2013/CIM-schema-cim16#BusNameMarker | energyIdentCodeEic | http://entsoe.eu/CIM/SchemaExtension/3/1#IdentifiedObject.energyIdentCodeEic | 0..1 | String | Attribute |  | EQ
BusNameMarker | http://iec.ch/TC57/2013/CIM-schema-cim16#BusNameMarker | name | http://iec.ch/TC57/2013/CIM-schema-cim16#IdentifiedObject.name | 1..1 | String | Attribute |  | EQ
BusNameMarker | http://iec.ch/TC57/2013/CIM-schema-cim16#BusNameMarker | mRID | http://iec.ch/TC57/2013/CIM-schema-cim16#IdentifiedObject.mRID | 0..1 | String | Attribute |  | EQ
BusNameMarker | http://iec.ch/TC57/2013/CIM-schema-cim16#BusNameMarker | shortName | http://entsoe.eu/CIM/SchemaExtension/3/1#IdentifiedObject.shortName | 0..1 | String | Attribute |  | EQ
BusNameMarker | http://iec.ch/TC57/2013/CIM-schema-cim16#BusNameMarker | description | http://iec.ch/TC57/2013/CIM-schema-cim16#IdentifiedObject.description | 0..1 | String | Attribute |  | EQ
VoltageLimit | http://iec.ch/TC57/2013/CIM-schema-cim16#VoltageLimit | value | http://iec.ch/TC57/2013/CIM-schema-cim16#VoltageLimit.value | 1..1 | Float | Attribute |  | EQ
VoltageLimit | http://iec.ch/TC57/2013/CIM-schema-cim16#VoltageLimit | OperationalLimitType | http://iec.ch/TC57/2013/CIM-schema-cim16#OperationalLimit.OperationalLimitType | 1..1 | N/A | Association |  | EQ
VoltageLimit | http://iec.ch/TC57/2013/CIM-schema-cim16#VoltageLimit | OperationalLimitSet | http://iec.ch/TC57/2013/CIM-schema-cim16#OperationalLimit.OperationalLimitSet | 1 | N/A | Association |  | EQ
VoltageLimit | http://iec.ch/TC57/2013/CIM-schema-cim16#VoltageLimit | energyIdentCodeEic | http://entsoe.eu/CIM/SchemaExtension/3/1#IdentifiedObject.energyIdentCodeEic | 0..1 | String | Attribute |  | EQ
VoltageLimit | http://iec.ch/TC57/2013/CIM-schema-cim16#VoltageLimit | name | http://iec.ch/TC57/2013/CIM-schema-cim16#IdentifiedObject.name | 1..1 | String | Attribute |  | EQ
VoltageLimit | http://iec.ch/TC57/2013/CIM-schema-cim16#VoltageLimit | mRID | http://iec.ch/TC57/2013/CIM-schema-cim16#IdentifiedObject.mRID | 0..1 | String | Attribute |  | EQ
VoltageLimit | http://iec.ch/TC57/2013/CIM-schema-cim16#VoltageLimit | shortName | http://entsoe.eu/CIM/SchemaExtension/3/1#IdentifiedObject.shortName | 0..1 | String | Attribute |  | EQ
VoltageLimit | http://iec.ch/TC57/2013/CIM-schema-cim16#VoltageLimit | description | http://iec.ch/TC57/2013/CIM-schema-cim16#IdentifiedObject.description | 0..1 | String | Attribute |  | EQ
PhaseTapChangerLinear | http://iec.ch/TC57/2013/CIM-schema-cim16#PhaseTapChangerLinear | xMin | http://iec.ch/TC57/2013/CIM-schema-cim16#PhaseTapChangerLinear.xMin | 1..1 | Float | Attribute |  | EQ
PhaseTapChangerLinear | http://iec.ch/TC57/2013/CIM-schema-cim16#PhaseTapChangerLinear | xMax | http://iec.ch/TC57/2013/CIM-schema-cim16#PhaseTapChangerLinear.xMax | 1..1 | Float | Attribute |  | EQ
PhaseTapChangerLinear | http://iec.ch/TC57/2013/CIM-schema-cim16#PhaseTapChangerLinear | stepPhaseShiftIncrement | http://iec.ch/TC57/2013/CIM-schema-cim16#PhaseTapChangerLinear.stepPhaseShiftIncrement | 1..1 | Float | Attribute |  | EQ
PhaseTapChangerLinear | http://iec.ch/TC57/2013/CIM-schema-cim16#PhaseTapChangerLinear | TransformerEnd | http://iec.ch/TC57/2013/CIM-schema-cim16#PhaseTapChanger.TransformerEnd | 1 | N/A | Association |  | EQ
PhaseTapChangerLinear | http://iec.ch/TC57/2013/CIM-schema-cim16#PhaseTapChangerLinear | neutralU | http://iec.ch/TC57/2013/CIM-schema-cim16#TapChanger.neutralU | 1..1 | Float | Attribute |  | EQ
PhaseTapChangerLinear | http://iec.ch/TC57/2013/CIM-schema-cim16#PhaseTapChangerLinear | neutralStep | http://iec.ch/TC57/2013/CIM-schema-cim16#TapChanger.neutralStep | 1..1 | Integer | Attribute |  | EQ
PhaseTapChangerLinear | http://iec.ch/TC57/2013/CIM-schema-cim16#PhaseTapChangerLinear | TapChangerControl | http://iec.ch/TC57/2013/CIM-schema-cim16#TapChanger.TapChangerControl | 0..1 | N/A | Association |  | EQ
PhaseTapChangerLinear | http://iec.ch/TC57/2013/CIM-schema-cim16#PhaseTapChangerLinear | ltcFlag | http://iec.ch/TC57/2013/CIM-schema-cim16#TapChanger.ltcFlag | 1..1 | Boolean | Attribute |  | EQ
PhaseTapChangerLinear | http://iec.ch/TC57/2013/CIM-schema-cim16#PhaseTapChangerLinear | highStep | http://iec.ch/TC57/2013/CIM-schema-cim16#TapChanger.highStep | 1..1 | Integer | Attribute |  | EQ
PhaseTapChangerLinear | http://iec.ch/TC57/2013/CIM-schema-cim16#PhaseTapChangerLinear | lowStep | http://iec.ch/TC57/2013/CIM-schema-cim16#TapChanger.lowStep | 1..1 | Integer | Attribute |  | EQ
PhaseTapChangerLinear | http://iec.ch/TC57/2013/CIM-schema-cim16#PhaseTapChangerLinear | normalStep | http://iec.ch/TC57/2013/CIM-schema-cim16#TapChanger.normalStep | 1..1 | Integer | Attribute |  | EQ
PhaseTapChangerLinear | http://iec.ch/TC57/2013/CIM-schema-cim16#PhaseTapChangerLinear | energyIdentCodeEic | http://entsoe.eu/CIM/SchemaExtension/3/1#IdentifiedObject.energyIdentCodeEic | 0..1 | String | Attribute |  | EQ
PhaseTapChangerLinear | http://iec.ch/TC57/2013/CIM-schema-cim16#PhaseTapChangerLinear | name | http://iec.ch/TC57/2013/CIM-schema-cim16#IdentifiedObject.name | 1..1 | String | Attribute |  | EQ
PhaseTapChangerLinear | http://iec.ch/TC57/2013/CIM-schema-cim16#PhaseTapChangerLinear | mRID | http://iec.ch/TC57/2013/CIM-schema-cim16#IdentifiedObject.mRID | 0..1 | String | Attribute |  | EQ
PhaseTapChangerLinear | http://iec.ch/TC57/2013/CIM-schema-cim16#PhaseTapChangerLinear | shortName | http://entsoe.eu/CIM/SchemaExtension/3/1#IdentifiedObject.shortName | 0..1 | String | Attribute |  | EQ
PhaseTapChangerLinear | http://iec.ch/TC57/2013/CIM-schema-cim16#PhaseTapChangerLinear | description | http://iec.ch/TC57/2013/CIM-schema-cim16#IdentifiedObject.description | 0..1 | String | Attribute |  | EQ
Season | http://iec.ch/TC57/2013/CIM-schema-cim16#Season | endDate | http://iec.ch/TC57/2013/CIM-schema-cim16#Season.endDate | 1..1 | MonthDay | Attribute |  | EQ
Season | http://iec.ch/TC57/2013/CIM-schema-cim16#Season | startDate | http://iec.ch/TC57/2013/CIM-schema-cim16#Season.startDate | 1..1 | MonthDay | Attribute |  | EQ
Season | http://iec.ch/TC57/2013/CIM-schema-cim16#Season | energyIdentCodeEic | http://entsoe.eu/CIM/SchemaExtension/3/1#IdentifiedObject.energyIdentCodeEic | 0..1 | String | Attribute |  | EQ
Season | http://iec.ch/TC57/2013/CIM-schema-cim16#Season | name | http://iec.ch/TC57/2013/CIM-schema-cim16#IdentifiedObject.name | 1..1 | String | Attribute |  | EQ
Season | http://iec.ch/TC57/2013/CIM-schema-cim16#Season | mRID | http://iec.ch/TC57/2013/CIM-schema-cim16#IdentifiedObject.mRID | 0..1 | String | Attribute |  | EQ
Season | http://iec.ch/TC57/2013/CIM-schema-cim16#Season | shortName | http://entsoe.eu/CIM/SchemaExtension/3/1#IdentifiedObject.shortName | 0..1 | String | Attribute |  | EQ
Season | http://iec.ch/TC57/2013/CIM-schema-cim16#Season | description | http://iec.ch/TC57/2013/CIM-schema-cim16#IdentifiedObject.description | 0..1 | String | Attribute |  | EQ
AnalogValue | http://iec.ch/TC57/2013/CIM-schema-cim16#AnalogValue | value | http://iec.ch/TC57/2013/CIM-schema-cim16#AnalogValue.value | 1..1 | Float | Attribute |  | EQ
AnalogValue | http://iec.ch/TC57/2013/CIM-schema-cim16#AnalogValue | Analog | http://iec.ch/TC57/2013/CIM-schema-cim16#AnalogValue.Analog | 1 | N/A | Association |  | EQ
AnalogValue | http://iec.ch/TC57/2013/CIM-schema-cim16#AnalogValue | sensorAccuracy | http://iec.ch/TC57/2013/CIM-schema-cim16#MeasurementValue.sensorAccuracy | 0..1 | Float | Attribute |  | EQ
AnalogValue | http://iec.ch/TC57/2013/CIM-schema-cim16#AnalogValue | timeStamp | http://iec.ch/TC57/2013/CIM-schema-cim16#MeasurementValue.timeStamp | 0..1 | DateTime | Attribute |  | EQ
AnalogValue | http://iec.ch/TC57/2013/CIM-schema-cim16#AnalogValue | MeasurementValueSource | http://iec.ch/TC57/2013/CIM-schema-cim16#MeasurementValue.MeasurementValueSource | 1 | N/A | Association |  | EQ
AnalogValue | http://iec.ch/TC57/2013/CIM-schema-cim16#AnalogValue | energyIdentCodeEic | http://entsoe.eu/CIM/SchemaExtension/3/1#IdentifiedObject.energyIdentCodeEic | 0..1 | String | Attribute |  | EQ
AnalogValue | http://iec.ch/TC57/2013/CIM-schema-cim16#AnalogValue | name | http://iec.ch/TC57/2013/CIM-schema-cim16#IdentifiedObject.name | 1..1 | String | Attribute |  | EQ
AnalogValue | http://iec.ch/TC57/2013/CIM-schema-cim16#AnalogValue | mRID | http://iec.ch/TC57/2013/CIM-schema-cim16#IdentifiedObject.mRID | 0..1 | String | Attribute |  | EQ
AnalogValue | http://iec.ch/TC57/2013/CIM-schema-cim16#AnalogValue | shortName | http://entsoe.eu/CIM/SchemaExtension/3/1#IdentifiedObject.shortName | 0..1 | String | Attribute |  | EQ
AnalogValue | http://iec.ch/TC57/2013/CIM-schema-cim16#AnalogValue | description | http://iec.ch/TC57/2013/CIM-schema-cim16#IdentifiedObject.description | 0..1 | String | Attribute |  | EQ
GroundDisconnector | http://iec.ch/TC57/2013/CIM-schema-cim16#GroundDisconnector | ratedCurrent | http://iec.ch/TC57/2013/CIM-schema-cim16#Switch.ratedCurrent | 0..1 | Float | Attribute |  | EQ
GroundDisconnector | http://iec.ch/TC57/2013/CIM-schema-cim16#GroundDisconnector | normalOpen | http://iec.ch/TC57/2013/CIM-schema-cim16#Switch.normalOpen | 1..1 | Boolean | Attribute |  | EQ
GroundDisconnector | http://iec.ch/TC57/2013/CIM-schema-cim16#GroundDisconnector | retained | http://iec.ch/TC57/2013/CIM-schema-cim16#Switch.retained | 1..1 | Boolean | Attribute |  | EQ
GroundDisconnector | http://iec.ch/TC57/2013/CIM-schema-cim16#GroundDisconnector | BaseVoltage | http://iec.ch/TC57/2013/CIM-schema-cim16#ConductingEquipment.BaseVoltage | 0..1 | N/A | Association |  | EQ
GroundDisconnector | http://iec.ch/TC57/2013/CIM-schema-cim16#GroundDisconnector | aggregate | http://iec.ch/TC57/2013/CIM-schema-cim16#Equipment.aggregate | 0..1 | Boolean | Attribute |  | EQ
GroundDisconnector | http://iec.ch/TC57/2013/CIM-schema-cim16#GroundDisconnector | EquipmentContainer | http://iec.ch/TC57/2013/CIM-schema-cim16#Equipment.EquipmentContainer | 0..1 | N/A | Association |  | EQ
GroundDisconnector | http://iec.ch/TC57/2013/CIM-schema-cim16#GroundDisconnector | energyIdentCodeEic | http://entsoe.eu/CIM/SchemaExtension/3/1#IdentifiedObject.energyIdentCodeEic | 0..1 | String | Attribute |  | EQ
GroundDisconnector | http://iec.ch/TC57/2013/CIM-schema-cim16#GroundDisconnector | name | http://iec.ch/TC57/2013/CIM-schema-cim16#IdentifiedObject.name | 1..1 | String | Attribute |  | EQ
GroundDisconnector | http://iec.ch/TC57/2013/CIM-schema-cim16#GroundDisconnector | mRID | http://iec.ch/TC57/2013/CIM-schema-cim16#IdentifiedObject.mRID | 0..1 | String | Attribute |  | EQ
GroundDisconnector | http://iec.ch/TC57/2013/CIM-schema-cim16#GroundDisconnector | shortName | http://entsoe.eu/CIM/SchemaExtension/3/1#IdentifiedObject.shortName | 0..1 | String | Attribute |  | EQ
GroundDisconnector | http://iec.ch/TC57/2013/CIM-schema-cim16#GroundDisconnector | description | http://iec.ch/TC57/2013/CIM-schema-cim16#IdentifiedObject.description | 0..1 | String | Attribute |  | EQ
DCShunt | http://iec.ch/TC57/2013/CIM-schema-cim16#DCShunt | resistance | http://iec.ch/TC57/2013/CIM-schema-cim16#DCShunt.resistance | 1..1 | Float | Attribute |  | EQ
DCShunt | http://iec.ch/TC57/2013/CIM-schema-cim16#DCShunt | ratedUdc | http://iec.ch/TC57/2013/CIM-schema-cim16#DCShunt.ratedUdc | 1..1 | Float | Attribute |  | EQ
DCShunt | http://iec.ch/TC57/2013/CIM-schema-cim16#DCShunt | capacitance | http://iec.ch/TC57/2013/CIM-schema-cim16#DCShunt.capacitance | 1..1 | Float | Attribute |  | EQ
DCShunt | http://iec.ch/TC57/2013/CIM-schema-cim16#DCShunt | aggregate | http://iec.ch/TC57/2013/CIM-schema-cim16#Equipment.aggregate | 0..1 | Boolean | Attribute |  | EQ
DCShunt | http://iec.ch/TC57/2013/CIM-schema-cim16#DCShunt | EquipmentContainer | http://iec.ch/TC57/2013/CIM-schema-cim16#Equipment.EquipmentContainer | 0..1 | N/A | Association |  | EQ
DCShunt | http://iec.ch/TC57/2013/CIM-schema-cim16#DCShunt | energyIdentCodeEic | http://entsoe.eu/CIM/SchemaExtension/3/1#IdentifiedObject.energyIdentCodeEic | 0..1 | String | Attribute |  | EQ
DCShunt | http://iec.ch/TC57/2013/CIM-schema-cim16#DCShunt | name | http://iec.ch/TC57/2013/CIM-schema-cim16#IdentifiedObject.name | 1..1 | String | Attribute |  | EQ
DCShunt | http://iec.ch/TC57/2013/CIM-schema-cim16#DCShunt | mRID | http://iec.ch/TC57/2013/CIM-schema-cim16#IdentifiedObject.mRID | 0..1 | String | Attribute |  | EQ
DCShunt | http://iec.ch/TC57/2013/CIM-schema-cim16#DCShunt | shortName | http://entsoe.eu/CIM/SchemaExtension/3/1#IdentifiedObject.shortName | 0..1 | String | Attribute |  | EQ
DCShunt | http://iec.ch/TC57/2013/CIM-schema-cim16#DCShunt | description | http://iec.ch/TC57/2013/CIM-schema-cim16#IdentifiedObject.description | 0..1 | String | Attribute |  | EQ
GrossToNetActivePowerCurve | http://iec.ch/TC57/2013/CIM-schema-cim16#GrossToNetActivePowerCurve | GeneratingUnit | http://iec.ch/TC57/2013/CIM-schema-cim16#GrossToNetActivePowerCurve.GeneratingUnit | 1 | N/A | Association |  | EQ
GrossToNetActivePowerCurve | http://iec.ch/TC57/2013/CIM-schema-cim16#GrossToNetActivePowerCurve | xUnit | http://iec.ch/TC57/2013/CIM-schema-cim16#Curve.xUnit | 1..1 | [http://iec.ch/TC57/2013/CIM-schema-cim16#UnitSymbol.h, http://iec.ch/TC57/2013/CIM-schema-cim16#UnitSymbol.g, http://iec.ch/TC57/2013/CIM-schema-cim16#UnitSymbol.m2, http://iec.ch/TC57/2013/CIM-schema-cim16#UnitSymbol.degC, http://iec.ch/TC57/2013/CIM-schema-cim16#UnitSymbol.deg, http://iec.ch/TC57/2013/CIM-schema-cim16#UnitSymbol.m3, http://iec.ch/TC57/2013/CIM-schema-cim16#UnitSymbol.Pa, http://iec.ch/TC57/2013/CIM-schema-cim16#UnitSymbol.s, http://iec.ch/TC57/2013/CIM-schema-cim16#UnitSymbol.VAh, http://iec.ch/TC57/2013/CIM-schema-cim16#UnitSymbol.VArh, http://iec.ch/TC57/2013/CIM-schema-cim16#UnitSymbol.m, http://iec.ch/TC57/2013/CIM-schema-cim16#UnitSymbol.VA, http://iec.ch/TC57/2013/CIM-schema-cim16#UnitSymbol.H, http://iec.ch/TC57/2013/CIM-schema-cim16#UnitSymbol.F, http://iec.ch/TC57/2013/CIM-schema-cim16#UnitSymbol.none, http://iec.ch/TC57/2013/CIM-schema-cim16#UnitSymbol.Wh, http://iec.ch/TC57/2013/CIM-schema-cim16#UnitSymbol.A, http://iec.ch/TC57/2013/CIM-schema-cim16#UnitSymbol.ohm, http://iec.ch/TC57/2013/CIM-schema-cim16#UnitSymbol.VAr, http://iec.ch/TC57/2013/CIM-schema-cim16#UnitSymbol.W, http://iec.ch/TC57/2013/CIM-schema-cim16#UnitSymbol.min, http://iec.ch/TC57/2013/CIM-schema-cim16#UnitSymbol.V, http://iec.ch/TC57/2013/CIM-schema-cim16#UnitSymbol.S, http://iec.ch/TC57/2013/CIM-schema-cim16#UnitSymbol.Hz, http://iec.ch/TC57/2013/CIM-schema-cim16#UnitSymbol.rad, http://iec.ch/TC57/2013/CIM-schema-cim16#UnitSymbol.N, http://iec.ch/TC57/2013/CIM-schema-cim16#UnitSymbol.J] | Enumeration |  | EQ
GrossToNetActivePowerCurve | http://iec.ch/TC57/2013/CIM-schema-cim16#GrossToNetActivePowerCurve | curveStyle | http://iec.ch/TC57/2013/CIM-schema-cim16#Curve.curveStyle | 1..1 | [http://iec.ch/TC57/2013/CIM-schema-cim16#CurveStyle.constantYValue, http://iec.ch/TC57/2013/CIM-schema-cim16#CurveStyle.straightLineYValues] | Enumeration |  | EQ
GrossToNetActivePowerCurve | http://iec.ch/TC57/2013/CIM-schema-cim16#GrossToNetActivePowerCurve | y1Unit | http://iec.ch/TC57/2013/CIM-schema-cim16#Curve.y1Unit | 1..1 | [http://iec.ch/TC57/2013/CIM-schema-cim16#UnitSymbol.h, http://iec.ch/TC57/2013/CIM-schema-cim16#UnitSymbol.g, http://iec.ch/TC57/2013/CIM-schema-cim16#UnitSymbol.m2, http://iec.ch/TC57/2013/CIM-schema-cim16#UnitSymbol.degC, http://iec.ch/TC57/2013/CIM-schema-cim16#UnitSymbol.deg, http://iec.ch/TC57/2013/CIM-schema-cim16#UnitSymbol.m3, http://iec.ch/TC57/2013/CIM-schema-cim16#UnitSymbol.Pa, http://iec.ch/TC57/2013/CIM-schema-cim16#UnitSymbol.s, http://iec.ch/TC57/2013/CIM-schema-cim16#UnitSymbol.VAh, http://iec.ch/TC57/2013/CIM-schema-cim16#UnitSymbol.VArh, http://iec.ch/TC57/2013/CIM-schema-cim16#UnitSymbol.m, http://iec.ch/TC57/2013/CIM-schema-cim16#UnitSymbol.VA, http://iec.ch/TC57/2013/CIM-schema-cim16#UnitSymbol.H, http://iec.ch/TC57/2013/CIM-schema-cim16#UnitSymbol.F, http://iec.ch/TC57/2013/CIM-schema-cim16#UnitSymbol.none, http://iec.ch/TC57/2013/CIM-schema-cim16#UnitSymbol.Wh, http://iec.ch/TC57/2013/CIM-schema-cim16#UnitSymbol.A, http://iec.ch/TC57/2013/CIM-schema-cim16#UnitSymbol.ohm, http://iec.ch/TC57/2013/CIM-schema-cim16#UnitSymbol.VAr, http://iec.ch/TC57/2013/CIM-schema-cim16#UnitSymbol.W, http://iec.ch/TC57/2013/CIM-schema-cim16#UnitSymbol.min, http://iec.ch/TC57/2013/CIM-schema-cim16#UnitSymbol.V, http://iec.ch/TC57/2013/CIM-schema-cim16#UnitSymbol.S, http://iec.ch/TC57/2013/CIM-schema-cim16#UnitSymbol.Hz, http://iec.ch/TC57/2013/CIM-schema-cim16#UnitSymbol.rad, http://iec.ch/TC57/2013/CIM-schema-cim16#UnitSymbol.N, http://iec.ch/TC57/2013/CIM-schema-cim16#UnitSymbol.J] | Enumeration |  | EQ
GrossToNetActivePowerCurve | http://iec.ch/TC57/2013/CIM-schema-cim16#GrossToNetActivePowerCurve | y2Unit | http://iec.ch/TC57/2013/CIM-schema-cim16#Curve.y2Unit | 0..1 | [http://iec.ch/TC57/2013/CIM-schema-cim16#UnitSymbol.h, http://iec.ch/TC57/2013/CIM-schema-cim16#UnitSymbol.g, http://iec.ch/TC57/2013/CIM-schema-cim16#UnitSymbol.m2, http://iec.ch/TC57/2013/CIM-schema-cim16#UnitSymbol.degC, http://iec.ch/TC57/2013/CIM-schema-cim16#UnitSymbol.deg, http://iec.ch/TC57/2013/CIM-schema-cim16#UnitSymbol.m3, http://iec.ch/TC57/2013/CIM-schema-cim16#UnitSymbol.Pa, http://iec.ch/TC57/2013/CIM-schema-cim16#UnitSymbol.s, http://iec.ch/TC57/2013/CIM-schema-cim16#UnitSymbol.VAh, http://iec.ch/TC57/2013/CIM-schema-cim16#UnitSymbol.VArh, http://iec.ch/TC57/2013/CIM-schema-cim16#UnitSymbol.m, http://iec.ch/TC57/2013/CIM-schema-cim16#UnitSymbol.VA, http://iec.ch/TC57/2013/CIM-schema-cim16#UnitSymbol.H, http://iec.ch/TC57/2013/CIM-schema-cim16#UnitSymbol.F, http://iec.ch/TC57/2013/CIM-schema-cim16#UnitSymbol.none, http://iec.ch/TC57/2013/CIM-schema-cim16#UnitSymbol.Wh, http://iec.ch/TC57/2013/CIM-schema-cim16#UnitSymbol.A, http://iec.ch/TC57/2013/CIM-schema-cim16#UnitSymbol.ohm, http://iec.ch/TC57/2013/CIM-schema-cim16#UnitSymbol.VAr, http://iec.ch/TC57/2013/CIM-schema-cim16#UnitSymbol.W, http://iec.ch/TC57/2013/CIM-schema-cim16#UnitSymbol.min, http://iec.ch/TC57/2013/CIM-schema-cim16#UnitSymbol.V, http://iec.ch/TC57/2013/CIM-schema-cim16#UnitSymbol.S, http://iec.ch/TC57/2013/CIM-schema-cim16#UnitSymbol.Hz, http://iec.ch/TC57/2013/CIM-schema-cim16#UnitSymbol.rad, http://iec.ch/TC57/2013/CIM-schema-cim16#UnitSymbol.N, http://iec.ch/TC57/2013/CIM-schema-cim16#UnitSymbol.J] | Enumeration |  | EQ
GrossToNetActivePowerCurve | http://iec.ch/TC57/2013/CIM-schema-cim16#GrossToNetActivePowerCurve | energyIdentCodeEic | http://entsoe.eu/CIM/SchemaExtension/3/1#IdentifiedObject.energyIdentCodeEic | 0..1 | String | Attribute |  | EQ
GrossToNetActivePowerCurve | http://iec.ch/TC57/2013/CIM-schema-cim16#GrossToNetActivePowerCurve | name | http://iec.ch/TC57/2013/CIM-schema-cim16#IdentifiedObject.name | 1..1 | String | Attribute |  | EQ
GrossToNetActivePowerCurve | http://iec.ch/TC57/2013/CIM-schema-cim16#GrossToNetActivePowerCurve | mRID | http://iec.ch/TC57/2013/CIM-schema-cim16#IdentifiedObject.mRID | 0..1 | String | Attribute |  | EQ
GrossToNetActivePowerCurve | http://iec.ch/TC57/2013/CIM-schema-cim16#GrossToNetActivePowerCurve | shortName | http://entsoe.eu/CIM/SchemaExtension/3/1#IdentifiedObject.shortName | 0..1 | String | Attribute |  | EQ
GrossToNetActivePowerCurve | http://iec.ch/TC57/2013/CIM-schema-cim16#GrossToNetActivePowerCurve | description | http://iec.ch/TC57/2013/CIM-schema-cim16#IdentifiedObject.description | 0..1 | String | Attribute |  | EQ
BusbarSection | http://iec.ch/TC57/2013/CIM-schema-cim16#BusbarSection | ipMax | http://iec.ch/TC57/2013/CIM-schema-cim16#BusbarSection.ipMax | 0..1 | Float | Attribute |  | EQ
BusbarSection | http://iec.ch/TC57/2013/CIM-schema-cim16#BusbarSection | BaseVoltage | http://iec.ch/TC57/2013/CIM-schema-cim16#ConductingEquipment.BaseVoltage | 0..1 | N/A | Association |  | EQ
BusbarSection | http://iec.ch/TC57/2013/CIM-schema-cim16#BusbarSection | aggregate | http://iec.ch/TC57/2013/CIM-schema-cim16#Equipment.aggregate | 0..1 | Boolean | Attribute |  | EQ
BusbarSection | http://iec.ch/TC57/2013/CIM-schema-cim16#BusbarSection | EquipmentContainer | http://iec.ch/TC57/2013/CIM-schema-cim16#Equipment.EquipmentContainer | 0..1 | N/A | Association |  | EQ
BusbarSection | http://iec.ch/TC57/2013/CIM-schema-cim16#BusbarSection | energyIdentCodeEic | http://entsoe.eu/CIM/SchemaExtension/3/1#IdentifiedObject.energyIdentCodeEic | 0..1 | String | Attribute |  | EQ
BusbarSection | http://iec.ch/TC57/2013/CIM-schema-cim16#BusbarSection | name | http://iec.ch/TC57/2013/CIM-schema-cim16#IdentifiedObject.name | 1..1 | String | Attribute |  | EQ
BusbarSection | http://iec.ch/TC57/2013/CIM-schema-cim16#BusbarSection | mRID | http://iec.ch/TC57/2013/CIM-schema-cim16#IdentifiedObject.mRID | 0..1 | String | Attribute |  | EQ
BusbarSection | http://iec.ch/TC57/2013/CIM-schema-cim16#BusbarSection | shortName | http://entsoe.eu/CIM/SchemaExtension/3/1#IdentifiedObject.shortName | 0..1 | String | Attribute |  | EQ
BusbarSection | http://iec.ch/TC57/2013/CIM-schema-cim16#BusbarSection | description | http://iec.ch/TC57/2013/CIM-schema-cim16#IdentifiedObject.description | 0..1 | String | Attribute |  | EQ
DCGround | http://iec.ch/TC57/2013/CIM-schema-cim16#DCGround | r | http://iec.ch/TC57/2013/CIM-schema-cim16#DCGround.r | 0..1 | Float | Attribute |  | EQ
DCGround | http://iec.ch/TC57/2013/CIM-schema-cim16#DCGround | inductance | http://iec.ch/TC57/2013/CIM-schema-cim16#DCGround.inductance | 0..1 | Float | Attribute |  | EQ
DCGround | http://iec.ch/TC57/2013/CIM-schema-cim16#DCGround | aggregate | http://iec.ch/TC57/2013/CIM-schema-cim16#Equipment.aggregate | 0..1 | Boolean | Attribute |  | EQ
DCGround | http://iec.ch/TC57/2013/CIM-schema-cim16#DCGround | EquipmentContainer | http://iec.ch/TC57/2013/CIM-schema-cim16#Equipment.EquipmentContainer | 0..1 | N/A | Association |  | EQ
DCGround | http://iec.ch/TC57/2013/CIM-schema-cim16#DCGround | energyIdentCodeEic | http://entsoe.eu/CIM/SchemaExtension/3/1#IdentifiedObject.energyIdentCodeEic | 0..1 | String | Attribute |  | EQ
DCGround | http://iec.ch/TC57/2013/CIM-schema-cim16#DCGround | name | http://iec.ch/TC57/2013/CIM-schema-cim16#IdentifiedObject.name | 1..1 | String | Attribute |  | EQ
DCGround | http://iec.ch/TC57/2013/CIM-schema-cim16#DCGround | mRID | http://iec.ch/TC57/2013/CIM-schema-cim16#IdentifiedObject.mRID | 0..1 | String | Attribute |  | EQ
DCGround | http://iec.ch/TC57/2013/CIM-schema-cim16#DCGround | shortName | http://entsoe.eu/CIM/SchemaExtension/3/1#IdentifiedObject.shortName | 0..1 | String | Attribute |  | EQ
DCGround | http://iec.ch/TC57/2013/CIM-schema-cim16#DCGround | description | http://iec.ch/TC57/2013/CIM-schema-cim16#IdentifiedObject.description | 0..1 | String | Attribute |  | EQ
StringMeasurementValue | http://iec.ch/TC57/2013/CIM-schema-cim16#StringMeasurementValue | value | http://iec.ch/TC57/2013/CIM-schema-cim16#StringMeasurementValue.value | 1..1 | String | Attribute |  | EQ
StringMeasurementValue | http://iec.ch/TC57/2013/CIM-schema-cim16#StringMeasurementValue | StringMeasurement | http://iec.ch/TC57/2013/CIM-schema-cim16#StringMeasurementValue.StringMeasurement | 1 | N/A | Association |  | EQ
StringMeasurementValue | http://iec.ch/TC57/2013/CIM-schema-cim16#StringMeasurementValue | sensorAccuracy | http://iec.ch/TC57/2013/CIM-schema-cim16#MeasurementValue.sensorAccuracy | 0..1 | Float | Attribute |  | EQ
StringMeasurementValue | http://iec.ch/TC57/2013/CIM-schema-cim16#StringMeasurementValue | timeStamp | http://iec.ch/TC57/2013/CIM-schema-cim16#MeasurementValue.timeStamp | 0..1 | DateTime | Attribute |  | EQ
StringMeasurementValue | http://iec.ch/TC57/2013/CIM-schema-cim16#StringMeasurementValue | MeasurementValueSource | http://iec.ch/TC57/2013/CIM-schema-cim16#MeasurementValue.MeasurementValueSource | 1 | N/A | Association |  | EQ
StringMeasurementValue | http://iec.ch/TC57/2013/CIM-schema-cim16#StringMeasurementValue | energyIdentCodeEic | http://entsoe.eu/CIM/SchemaExtension/3/1#IdentifiedObject.energyIdentCodeEic | 0..1 | String | Attribute |  | EQ
StringMeasurementValue | http://iec.ch/TC57/2013/CIM-schema-cim16#StringMeasurementValue | name | http://iec.ch/TC57/2013/CIM-schema-cim16#IdentifiedObject.name | 1..1 | String | Attribute |  | EQ
StringMeasurementValue | http://iec.ch/TC57/2013/CIM-schema-cim16#StringMeasurementValue | mRID | http://iec.ch/TC57/2013/CIM-schema-cim16#IdentifiedObject.mRID | 0..1 | String | Attribute |  | EQ
StringMeasurementValue | http://iec.ch/TC57/2013/CIM-schema-cim16#StringMeasurementValue | shortName | http://entsoe.eu/CIM/SchemaExtension/3/1#IdentifiedObject.shortName | 0..1 | String | Attribute |  | EQ
StringMeasurementValue | http://iec.ch/TC57/2013/CIM-schema-cim16#StringMeasurementValue | description | http://iec.ch/TC57/2013/CIM-schema-cim16#IdentifiedObject.description | 0..1 | String | Attribute |  | EQ
EquivalentShunt | http://iec.ch/TC57/2013/CIM-schema-cim16#EquivalentShunt | g | http://iec.ch/TC57/2013/CIM-schema-cim16#EquivalentShunt.g | 1..1 | Float | Attribute |  | EQ
EquivalentShunt | http://iec.ch/TC57/2013/CIM-schema-cim16#EquivalentShunt | b | http://iec.ch/TC57/2013/CIM-schema-cim16#EquivalentShunt.b | 1..1 | Float | Attribute |  | EQ
EquivalentShunt | http://iec.ch/TC57/2013/CIM-schema-cim16#EquivalentShunt | EquivalentNetwork | http://iec.ch/TC57/2013/CIM-schema-cim16#EquivalentEquipment.EquivalentNetwork | 0..1 | N/A | Association |  | EQ
EquivalentShunt | http://iec.ch/TC57/2013/CIM-schema-cim16#EquivalentShunt | BaseVoltage | http://iec.ch/TC57/2013/CIM-schema-cim16#ConductingEquipment.BaseVoltage | 0..1 | N/A | Association |  | EQ
EquivalentShunt | http://iec.ch/TC57/2013/CIM-schema-cim16#EquivalentShunt | aggregate | http://iec.ch/TC57/2013/CIM-schema-cim16#Equipment.aggregate | 0..1 | Boolean | Attribute |  | EQ
EquivalentShunt | http://iec.ch/TC57/2013/CIM-schema-cim16#EquivalentShunt | EquipmentContainer | http://iec.ch/TC57/2013/CIM-schema-cim16#Equipment.EquipmentContainer | 0..1 | N/A | Association |  | EQ
EquivalentShunt | http://iec.ch/TC57/2013/CIM-schema-cim16#EquivalentShunt | energyIdentCodeEic | http://entsoe.eu/CIM/SchemaExtension/3/1#IdentifiedObject.energyIdentCodeEic | 0..1 | String | Attribute |  | EQ
EquivalentShunt | http://iec.ch/TC57/2013/CIM-schema-cim16#EquivalentShunt | name | http://iec.ch/TC57/2013/CIM-schema-cim16#IdentifiedObject.name | 1..1 | String | Attribute |  | EQ
EquivalentShunt | http://iec.ch/TC57/2013/CIM-schema-cim16#EquivalentShunt | mRID | http://iec.ch/TC57/2013/CIM-schema-cim16#IdentifiedObject.mRID | 0..1 | String | Attribute |  | EQ
EquivalentShunt | http://iec.ch/TC57/2013/CIM-schema-cim16#EquivalentShunt | shortName | http://entsoe.eu/CIM/SchemaExtension/3/1#IdentifiedObject.shortName | 0..1 | String | Attribute |  | EQ
EquivalentShunt | http://iec.ch/TC57/2013/CIM-schema-cim16#EquivalentShunt | description | http://iec.ch/TC57/2013/CIM-schema-cim16#IdentifiedObject.description | 0..1 | String | Attribute |  | EQ
ConformLoadGroup | http://iec.ch/TC57/2013/CIM-schema-cim16#ConformLoadGroup | SubLoadArea | http://iec.ch/TC57/2013/CIM-schema-cim16#LoadGroup.SubLoadArea | 1 | N/A | Association |  | EQ
ConformLoadGroup | http://iec.ch/TC57/2013/CIM-schema-cim16#ConformLoadGroup | energyIdentCodeEic | http://entsoe.eu/CIM/SchemaExtension/3/1#IdentifiedObject.energyIdentCodeEic | 0..1 | String | Attribute |  | EQ
ConformLoadGroup | http://iec.ch/TC57/2013/CIM-schema-cim16#ConformLoadGroup | name | http://iec.ch/TC57/2013/CIM-schema-cim16#IdentifiedObject.name | 1..1 | String | Attribute |  | EQ
ConformLoadGroup | http://iec.ch/TC57/2013/CIM-schema-cim16#ConformLoadGroup | mRID | http://iec.ch/TC57/2013/CIM-schema-cim16#IdentifiedObject.mRID | 0..1 | String | Attribute |  | EQ
ConformLoadGroup | http://iec.ch/TC57/2013/CIM-schema-cim16#ConformLoadGroup | shortName | http://entsoe.eu/CIM/SchemaExtension/3/1#IdentifiedObject.shortName | 0..1 | String | Attribute |  | EQ
ConformLoadGroup | http://iec.ch/TC57/2013/CIM-schema-cim16#ConformLoadGroup | description | http://iec.ch/TC57/2013/CIM-schema-cim16#IdentifiedObject.description | 0..1 | String | Attribute |  | EQ
RegulatingControl | http://iec.ch/TC57/2013/CIM-schema-cim16#RegulatingControl | mode | http://iec.ch/TC57/2013/CIM-schema-cim16#RegulatingControl.mode | 1..1 | [http://iec.ch/TC57/2013/CIM-schema-cim16#RegulatingControlModeKind.reactivePower, http://iec.ch/TC57/2013/CIM-schema-cim16#RegulatingControlModeKind.activePower, http://iec.ch/TC57/2013/CIM-schema-cim16#RegulatingControlModeKind.powerFactor, http://iec.ch/TC57/2013/CIM-schema-cim16#RegulatingControlModeKind.currentFlow, http://iec.ch/TC57/2013/CIM-schema-cim16#RegulatingControlModeKind.admittance, http://iec.ch/TC57/2013/CIM-schema-cim16#RegulatingControlModeKind.temperature, http://iec.ch/TC57/2013/CIM-schema-cim16#RegulatingControlModeKind.timeScheduled, http://iec.ch/TC57/2013/CIM-schema-cim16#RegulatingControlModeKind.voltage] | Enumeration |  | EQ
RegulatingControl | http://iec.ch/TC57/2013/CIM-schema-cim16#RegulatingControl | Terminal | http://iec.ch/TC57/2013/CIM-schema-cim16#RegulatingControl.Terminal | 1..1 | N/A | Association |  | EQ
RegulatingControl | http://iec.ch/TC57/2013/CIM-schema-cim16#RegulatingControl | energyIdentCodeEic | http://entsoe.eu/CIM/SchemaExtension/3/1#IdentifiedObject.energyIdentCodeEic | 0..1 | String | Attribute |  | EQ
RegulatingControl | http://iec.ch/TC57/2013/CIM-schema-cim16#RegulatingControl | name | http://iec.ch/TC57/2013/CIM-schema-cim16#IdentifiedObject.name | 1..1 | String | Attribute |  | EQ
RegulatingControl | http://iec.ch/TC57/2013/CIM-schema-cim16#RegulatingControl | mRID | http://iec.ch/TC57/2013/CIM-schema-cim16#IdentifiedObject.mRID | 0..1 | String | Attribute |  | EQ
RegulatingControl | http://iec.ch/TC57/2013/CIM-schema-cim16#RegulatingControl | shortName | http://entsoe.eu/CIM/SchemaExtension/3/1#IdentifiedObject.shortName | 0..1 | String | Attribute |  | EQ
RegulatingControl | http://iec.ch/TC57/2013/CIM-schema-cim16#RegulatingControl | description | http://iec.ch/TC57/2013/CIM-schema-cim16#IdentifiedObject.description | 0..1 | String | Attribute |  | EQ
Substation | http://iec.ch/TC57/2013/CIM-schema-cim16#Substation | Region | http://iec.ch/TC57/2013/CIM-schema-cim16#Substation.Region | 1 | N/A | Association |  | EQ
Substation | http://iec.ch/TC57/2013/CIM-schema-cim16#Substation | energyIdentCodeEic | http://entsoe.eu/CIM/SchemaExtension/3/1#IdentifiedObject.energyIdentCodeEic | 0..1 | String | Attribute |  | EQ
Substation | http://iec.ch/TC57/2013/CIM-schema-cim16#Substation | name | http://iec.ch/TC57/2013/CIM-schema-cim16#IdentifiedObject.name | 1..1 | String | Attribute |  | EQ
Substation | http://iec.ch/TC57/2013/CIM-schema-cim16#Substation | mRID | http://iec.ch/TC57/2013/CIM-schema-cim16#IdentifiedObject.mRID | 0..1 | String | Attribute |  | EQ
Substation | http://iec.ch/TC57/2013/CIM-schema-cim16#Substation | shortName | http://entsoe.eu/CIM/SchemaExtension/3/1#IdentifiedObject.shortName | 0..1 | String | Attribute |  | EQ
Substation | http://iec.ch/TC57/2013/CIM-schema-cim16#Substation | description | http://iec.ch/TC57/2013/CIM-schema-cim16#IdentifiedObject.description | 0..1 | String | Attribute |  | EQ
DCLineSegment | http://iec.ch/TC57/2013/CIM-schema-cim16#DCLineSegment | length | http://iec.ch/TC57/2013/CIM-schema-cim16#DCLineSegment.length | 0..1 | Float | Attribute |  | EQ
DCLineSegment | http://iec.ch/TC57/2013/CIM-schema-cim16#DCLineSegment | inductance | http://iec.ch/TC57/2013/CIM-schema-cim16#DCLineSegment.inductance | 0..1 | Float | Attribute |  | EQ
DCLineSegment | http://iec.ch/TC57/2013/CIM-schema-cim16#DCLineSegment | capacitance | http://iec.ch/TC57/2013/CIM-schema-cim16#DCLineSegment.capacitance | 0..1 | Float | Attribute |  | EQ
DCLineSegment | http://iec.ch/TC57/2013/CIM-schema-cim16#DCLineSegment | resistance | http://iec.ch/TC57/2013/CIM-schema-cim16#DCLineSegment.resistance | 0..1 | Float | Attribute |  | EQ
DCLineSegment | http://iec.ch/TC57/2013/CIM-schema-cim16#DCLineSegment | PerLengthParameter | http://iec.ch/TC57/2013/CIM-schema-cim16#DCLineSegment.PerLengthParameter | 0..1 | N/A | Association |  | EQ
DCLineSegment | http://iec.ch/TC57/2013/CIM-schema-cim16#DCLineSegment | aggregate | http://iec.ch/TC57/2013/CIM-schema-cim16#Equipment.aggregate | 0..1 | Boolean | Attribute |  | EQ
DCLineSegment | http://iec.ch/TC57/2013/CIM-schema-cim16#DCLineSegment | EquipmentContainer | http://iec.ch/TC57/2013/CIM-schema-cim16#Equipment.EquipmentContainer | 0..1 | N/A | Association |  | EQ
DCLineSegment | http://iec.ch/TC57/2013/CIM-schema-cim16#DCLineSegment | energyIdentCodeEic | http://entsoe.eu/CIM/SchemaExtension/3/1#IdentifiedObject.energyIdentCodeEic | 0..1 | String | Attribute |  | EQ
DCLineSegment | http://iec.ch/TC57/2013/CIM-schema-cim16#DCLineSegment | name | http://iec.ch/TC57/2013/CIM-schema-cim16#IdentifiedObject.name | 1..1 | String | Attribute |  | EQ
DCLineSegment | http://iec.ch/TC57/2013/CIM-schema-cim16#DCLineSegment | mRID | http://iec.ch/TC57/2013/CIM-schema-cim16#IdentifiedObject.mRID | 0..1 | String | Attribute |  | EQ
DCLineSegment | http://iec.ch/TC57/2013/CIM-schema-cim16#DCLineSegment | shortName | http://entsoe.eu/CIM/SchemaExtension/3/1#IdentifiedObject.shortName | 0..1 | String | Attribute |  | EQ
DCLineSegment | http://iec.ch/TC57/2013/CIM-schema-cim16#DCLineSegment | description | http://iec.ch/TC57/2013/CIM-schema-cim16#IdentifiedObject.description | 0..1 | String | Attribute |  | EQ
PetersenCoil | http://iec.ch/TC57/2013/CIM-schema-cim16#PetersenCoil | mode | http://iec.ch/TC57/2013/CIM-schema-cim16#PetersenCoil.mode | 1..1 | [http://iec.ch/TC57/2013/CIM-schema-cim16#PetersenCoilModeKind.manual, http://iec.ch/TC57/2013/CIM-schema-cim16#PetersenCoilModeKind.fixed, http://iec.ch/TC57/2013/CIM-schema-cim16#PetersenCoilModeKind.automaticPositioning] | Enumeration |  | EQ
PetersenCoil | http://iec.ch/TC57/2013/CIM-schema-cim16#PetersenCoil | xGroundNominal | http://iec.ch/TC57/2013/CIM-schema-cim16#PetersenCoil.xGroundNominal | 1..1 | Float | Attribute |  | EQ
PetersenCoil | http://iec.ch/TC57/2013/CIM-schema-cim16#PetersenCoil | nominalU | http://iec.ch/TC57/2013/CIM-schema-cim16#PetersenCoil.nominalU | 1..1 | Float | Attribute |  | EQ
PetersenCoil | http://iec.ch/TC57/2013/CIM-schema-cim16#PetersenCoil | xGroundMax | http://iec.ch/TC57/2013/CIM-schema-cim16#PetersenCoil.xGroundMax | 1..1 | Float | Attribute |  | EQ
PetersenCoil | http://iec.ch/TC57/2013/CIM-schema-cim16#PetersenCoil | offsetCurrent | http://iec.ch/TC57/2013/CIM-schema-cim16#PetersenCoil.offsetCurrent | 0..1 | Float | Attribute |  | EQ
PetersenCoil | http://iec.ch/TC57/2013/CIM-schema-cim16#PetersenCoil | xGroundMin | http://iec.ch/TC57/2013/CIM-schema-cim16#PetersenCoil.xGroundMin | 1..1 | Float | Attribute |  | EQ
PetersenCoil | http://iec.ch/TC57/2013/CIM-schema-cim16#PetersenCoil | positionCurrent | http://iec.ch/TC57/2013/CIM-schema-cim16#PetersenCoil.positionCurrent | 0..1 | Float | Attribute |  | EQ
PetersenCoil | http://iec.ch/TC57/2013/CIM-schema-cim16#PetersenCoil | r | http://iec.ch/TC57/2013/CIM-schema-cim16#EarthFaultCompensator.r | 0..1 | Float | Attribute |  | EQ
PetersenCoil | http://iec.ch/TC57/2013/CIM-schema-cim16#PetersenCoil | BaseVoltage | http://iec.ch/TC57/2013/CIM-schema-cim16#ConductingEquipment.BaseVoltage | 0..1 | N/A | Association |  | EQ
PetersenCoil | http://iec.ch/TC57/2013/CIM-schema-cim16#PetersenCoil | aggregate | http://iec.ch/TC57/2013/CIM-schema-cim16#Equipment.aggregate | 0..1 | Boolean | Attribute |  | EQ
PetersenCoil | http://iec.ch/TC57/2013/CIM-schema-cim16#PetersenCoil | EquipmentContainer | http://iec.ch/TC57/2013/CIM-schema-cim16#Equipment.EquipmentContainer | 0..1 | N/A | Association |  | EQ
PetersenCoil | http://iec.ch/TC57/2013/CIM-schema-cim16#PetersenCoil | energyIdentCodeEic | http://entsoe.eu/CIM/SchemaExtension/3/1#IdentifiedObject.energyIdentCodeEic | 0..1 | String | Attribute |  | EQ
PetersenCoil | http://iec.ch/TC57/2013/CIM-schema-cim16#PetersenCoil | name | http://iec.ch/TC57/2013/CIM-schema-cim16#IdentifiedObject.name | 1..1 | String | Attribute |  | EQ
PetersenCoil | http://iec.ch/TC57/2013/CIM-schema-cim16#PetersenCoil | mRID | http://iec.ch/TC57/2013/CIM-schema-cim16#IdentifiedObject.mRID | 0..1 | String | Attribute |  | EQ
PetersenCoil | http://iec.ch/TC57/2013/CIM-schema-cim16#PetersenCoil | shortName | http://entsoe.eu/CIM/SchemaExtension/3/1#IdentifiedObject.shortName | 0..1 | String | Attribute |  | EQ
PetersenCoil | http://iec.ch/TC57/2013/CIM-schema-cim16#PetersenCoil | description | http://iec.ch/TC57/2013/CIM-schema-cim16#IdentifiedObject.description | 0..1 | String | Attribute |  | EQ
StationSupply | http://iec.ch/TC57/2013/CIM-schema-cim16#StationSupply | pfixedPct | http://iec.ch/TC57/2013/CIM-schema-cim16#EnergyConsumer.pfixedPct | 0..1 | Float | Attribute |  | EQ
StationSupply | http://iec.ch/TC57/2013/CIM-schema-cim16#StationSupply | qfixedPct | http://iec.ch/TC57/2013/CIM-schema-cim16#EnergyConsumer.qfixedPct | 0..1 | Float | Attribute |  | EQ
StationSupply | http://iec.ch/TC57/2013/CIM-schema-cim16#StationSupply | qfixed | http://iec.ch/TC57/2013/CIM-schema-cim16#EnergyConsumer.qfixed | 0..1 | Float | Attribute |  | EQ
StationSupply | http://iec.ch/TC57/2013/CIM-schema-cim16#StationSupply | LoadResponse | http://iec.ch/TC57/2013/CIM-schema-cim16#EnergyConsumer.LoadResponse | 0..1 | N/A | Association |  | EQ
StationSupply | http://iec.ch/TC57/2013/CIM-schema-cim16#StationSupply | pfixed | http://iec.ch/TC57/2013/CIM-schema-cim16#EnergyConsumer.pfixed | 0..1 | Float | Attribute |  | EQ
StationSupply | http://iec.ch/TC57/2013/CIM-schema-cim16#StationSupply | BaseVoltage | http://iec.ch/TC57/2013/CIM-schema-cim16#ConductingEquipment.BaseVoltage | 0..1 | N/A | Association |  | EQ
StationSupply | http://iec.ch/TC57/2013/CIM-schema-cim16#StationSupply | aggregate | http://iec.ch/TC57/2013/CIM-schema-cim16#Equipment.aggregate | 0..1 | Boolean | Attribute |  | EQ
StationSupply | http://iec.ch/TC57/2013/CIM-schema-cim16#StationSupply | EquipmentContainer | http://iec.ch/TC57/2013/CIM-schema-cim16#Equipment.EquipmentContainer | 0..1 | N/A | Association |  | EQ
StationSupply | http://iec.ch/TC57/2013/CIM-schema-cim16#StationSupply | energyIdentCodeEic | http://entsoe.eu/CIM/SchemaExtension/3/1#IdentifiedObject.energyIdentCodeEic | 0..1 | String | Attribute |  | EQ
StationSupply | http://iec.ch/TC57/2013/CIM-schema-cim16#StationSupply | name | http://iec.ch/TC57/2013/CIM-schema-cim16#IdentifiedObject.name | 1..1 | String | Attribute |  | EQ
StationSupply | http://iec.ch/TC57/2013/CIM-schema-cim16#StationSupply | mRID | http://iec.ch/TC57/2013/CIM-schema-cim16#IdentifiedObject.mRID | 0..1 | String | Attribute |  | EQ
StationSupply | http://iec.ch/TC57/2013/CIM-schema-cim16#StationSupply | shortName | http://entsoe.eu/CIM/SchemaExtension/3/1#IdentifiedObject.shortName | 0..1 | String | Attribute |  | EQ
StationSupply | http://iec.ch/TC57/2013/CIM-schema-cim16#StationSupply | description | http://iec.ch/TC57/2013/CIM-schema-cim16#IdentifiedObject.description | 0..1 | String | Attribute |  | EQ
DCTerminal | http://iec.ch/TC57/2013/CIM-schema-cim16#DCTerminal | DCConductingEquipment | http://iec.ch/TC57/2013/CIM-schema-cim16#DCTerminal.DCConductingEquipment | 1 | N/A | Association |  | EQ
DCTerminal | http://iec.ch/TC57/2013/CIM-schema-cim16#DCTerminal | DCNode | http://iec.ch/TC57/2013/CIM-schema-cim16#DCBaseTerminal.DCNode | 0..1 | N/A | Association |  | EQ
DCTerminal | http://iec.ch/TC57/2013/CIM-schema-cim16#DCTerminal | sequenceNumber | http://iec.ch/TC57/2013/CIM-schema-cim16#ACDCTerminal.sequenceNumber | 0..1 | Integer | Attribute |  | EQ
DCTerminal | http://iec.ch/TC57/2013/CIM-schema-cim16#DCTerminal | BusNameMarker | http://iec.ch/TC57/2013/CIM-schema-cim16#ACDCTerminal.BusNameMarker | 0..1 | N/A | Association |  | EQ
DCTerminal | http://iec.ch/TC57/2013/CIM-schema-cim16#DCTerminal | energyIdentCodeEic | http://entsoe.eu/CIM/SchemaExtension/3/1#IdentifiedObject.energyIdentCodeEic | 0..1 | String | Attribute |  | EQ
DCTerminal | http://iec.ch/TC57/2013/CIM-schema-cim16#DCTerminal | name | http://iec.ch/TC57/2013/CIM-schema-cim16#IdentifiedObject.name | 1..1 | String | Attribute |  | EQ
DCTerminal | http://iec.ch/TC57/2013/CIM-schema-cim16#DCTerminal | mRID | http://iec.ch/TC57/2013/CIM-schema-cim16#IdentifiedObject.mRID | 0..1 | String | Attribute |  | EQ
DCTerminal | http://iec.ch/TC57/2013/CIM-schema-cim16#DCTerminal | shortName | http://entsoe.eu/CIM/SchemaExtension/3/1#IdentifiedObject.shortName | 0..1 | String | Attribute |  | EQ
DCTerminal | http://iec.ch/TC57/2013/CIM-schema-cim16#DCTerminal | description | http://iec.ch/TC57/2013/CIM-schema-cim16#IdentifiedObject.description | 0..1 | String | Attribute |  | EQ
ACLineSegment | http://iec.ch/TC57/2013/CIM-schema-cim16#ACLineSegment | r | http://iec.ch/TC57/2013/CIM-schema-cim16#ACLineSegment.r | 1..1 | Float | Attribute |  | EQ
ACLineSegment | http://iec.ch/TC57/2013/CIM-schema-cim16#ACLineSegment | r0 | http://iec.ch/TC57/2013/CIM-schema-cim16#ACLineSegment.r0 | 1..1 | Float | Attribute |  | EQ
ACLineSegment | http://iec.ch/TC57/2013/CIM-schema-cim16#ACLineSegment | gch | http://iec.ch/TC57/2013/CIM-schema-cim16#ACLineSegment.gch | 0..1 | Float | Attribute |  | EQ
ACLineSegment | http://iec.ch/TC57/2013/CIM-schema-cim16#ACLineSegment | shortCircuitEndTemperature | http://iec.ch/TC57/2013/CIM-schema-cim16#ACLineSegment.shortCircuitEndTemperature | 1..1 | Float | Attribute |  | EQ
ACLineSegment | http://iec.ch/TC57/2013/CIM-schema-cim16#ACLineSegment | b0ch | http://iec.ch/TC57/2013/CIM-schema-cim16#ACLineSegment.b0ch | 1..1 | Float | Attribute |  | EQ
ACLineSegment | http://iec.ch/TC57/2013/CIM-schema-cim16#ACLineSegment | x0 | http://iec.ch/TC57/2013/CIM-schema-cim16#ACLineSegment.x0 | 1..1 | Float | Attribute |  | EQ
ACLineSegment | http://iec.ch/TC57/2013/CIM-schema-cim16#ACLineSegment | bch | http://iec.ch/TC57/2013/CIM-schema-cim16#ACLineSegment.bch | 1..1 | Float | Attribute |  | EQ
ACLineSegment | http://iec.ch/TC57/2013/CIM-schema-cim16#ACLineSegment | g0ch | http://iec.ch/TC57/2013/CIM-schema-cim16#ACLineSegment.g0ch | 1..1 | Float | Attribute |  | EQ
ACLineSegment | http://iec.ch/TC57/2013/CIM-schema-cim16#ACLineSegment | x | http://iec.ch/TC57/2013/CIM-schema-cim16#ACLineSegment.x | 1..1 | Float | Attribute |  | EQ
ACLineSegment | http://iec.ch/TC57/2013/CIM-schema-cim16#ACLineSegment | length | http://iec.ch/TC57/2013/CIM-schema-cim16#Conductor.length | 0..1 | Float | Attribute |  | EQ
ACLineSegment | http://iec.ch/TC57/2013/CIM-schema-cim16#ACLineSegment | BaseVoltage | http://iec.ch/TC57/2013/CIM-schema-cim16#ConductingEquipment.BaseVoltage | 0..1 | N/A | Association |  | EQ
ACLineSegment | http://iec.ch/TC57/2013/CIM-schema-cim16#ACLineSegment | aggregate | http://iec.ch/TC57/2013/CIM-schema-cim16#Equipment.aggregate | 0..1 | Boolean | Attribute |  | EQ
ACLineSegment | http://iec.ch/TC57/2013/CIM-schema-cim16#ACLineSegment | EquipmentContainer | http://iec.ch/TC57/2013/CIM-schema-cim16#Equipment.EquipmentContainer | 0..1 | N/A | Association |  | EQ
ACLineSegment | http://iec.ch/TC57/2013/CIM-schema-cim16#ACLineSegment | energyIdentCodeEic | http://entsoe.eu/CIM/SchemaExtension/3/1#IdentifiedObject.energyIdentCodeEic | 0..1 | String | Attribute |  | EQ
ACLineSegment | http://iec.ch/TC57/2013/CIM-schema-cim16#ACLineSegment | name | http://iec.ch/TC57/2013/CIM-schema-cim16#IdentifiedObject.name | 1..1 | String | Attribute |  | EQ
ACLineSegment | http://iec.ch/TC57/2013/CIM-schema-cim16#ACLineSegment | mRID | http://iec.ch/TC57/2013/CIM-schema-cim16#IdentifiedObject.mRID | 0..1 | String | Attribute |  | EQ
ACLineSegment | http://iec.ch/TC57/2013/CIM-schema-cim16#ACLineSegment | shortName | http://entsoe.eu/CIM/SchemaExtension/3/1#IdentifiedObject.shortName | 0..1 | String | Attribute |  | EQ
ACLineSegment | http://iec.ch/TC57/2013/CIM-schema-cim16#ACLineSegment | description | http://iec.ch/TC57/2013/CIM-schema-cim16#IdentifiedObject.description | 0..1 | String | Attribute |  | EQ
OperationalLimitType | http://iec.ch/TC57/2013/CIM-schema-cim16#OperationalLimitType | limitType | http://entsoe.eu/CIM/SchemaExtension/3/1#OperationalLimitType.limitType | 1..1 | [http://entsoe.eu/CIM/SchemaExtension/3/1#LimitTypeKind.tc, http://entsoe.eu/CIM/SchemaExtension/3/1#LimitTypeKind.patl, http://entsoe.eu/CIM/SchemaExtension/3/1#LimitTypeKind.highVoltage, http://entsoe.eu/CIM/SchemaExtension/3/1#LimitTypeKind.tct, http://entsoe.eu/CIM/SchemaExtension/3/1#LimitTypeKind.lowVoltage, http://entsoe.eu/CIM/SchemaExtension/3/1#LimitTypeKind.tatl, http://entsoe.eu/CIM/SchemaExtension/3/1#LimitTypeKind.patlt] | Enumeration |  | EQ
OperationalLimitType | http://iec.ch/TC57/2013/CIM-schema-cim16#OperationalLimitType | direction | http://iec.ch/TC57/2013/CIM-schema-cim16#OperationalLimitType.direction | 0..1 | [http://iec.ch/TC57/2013/CIM-schema-cim16#OperationalLimitDirectionKind.absoluteValue, http://iec.ch/TC57/2013/CIM-schema-cim16#OperationalLimitDirectionKind.high, http://iec.ch/TC57/2013/CIM-schema-cim16#OperationalLimitDirectionKind.low] | Enumeration |  | EQ
OperationalLimitType | http://iec.ch/TC57/2013/CIM-schema-cim16#OperationalLimitType | acceptableDuration | http://iec.ch/TC57/2013/CIM-schema-cim16#OperationalLimitType.acceptableDuration | 0..1 | Float | Attribute |  | EQ
OperationalLimitType | http://iec.ch/TC57/2013/CIM-schema-cim16#OperationalLimitType | energyIdentCodeEic | http://entsoe.eu/CIM/SchemaExtension/3/1#IdentifiedObject.energyIdentCodeEic | 0..1 | String | Attribute |  | EQ
OperationalLimitType | http://iec.ch/TC57/2013/CIM-schema-cim16#OperationalLimitType | name | http://iec.ch/TC57/2013/CIM-schema-cim16#IdentifiedObject.name | 1..1 | String | Attribute |  | EQ
OperationalLimitType | http://iec.ch/TC57/2013/CIM-schema-cim16#OperationalLimitType | mRID | http://iec.ch/TC57/2013/CIM-schema-cim16#IdentifiedObject.mRID | 0..1 | String | Attribute |  | EQ
OperationalLimitType | http://iec.ch/TC57/2013/CIM-schema-cim16#OperationalLimitType | shortName | http://entsoe.eu/CIM/SchemaExtension/3/1#IdentifiedObject.shortName | 0..1 | String | Attribute |  | EQ
OperationalLimitType | http://iec.ch/TC57/2013/CIM-schema-cim16#OperationalLimitType | description | http://iec.ch/TC57/2013/CIM-schema-cim16#IdentifiedObject.description | 0..1 | String | Attribute |  | EQ
DCSeriesDevice | http://iec.ch/TC57/2013/CIM-schema-cim16#DCSeriesDevice | resistance | http://iec.ch/TC57/2013/CIM-schema-cim16#DCSeriesDevice.resistance | 1..1 | Float | Attribute |  | EQ
DCSeriesDevice | http://iec.ch/TC57/2013/CIM-schema-cim16#DCSeriesDevice | inductance | http://iec.ch/TC57/2013/CIM-schema-cim16#DCSeriesDevice.inductance | 1..1 | Float | Attribute |  | EQ
DCSeriesDevice | http://iec.ch/TC57/2013/CIM-schema-cim16#DCSeriesDevice | ratedUdc | http://iec.ch/TC57/2013/CIM-schema-cim16#DCSeriesDevice.ratedUdc | 1..1 | Float | Attribute |  | EQ
DCSeriesDevice | http://iec.ch/TC57/2013/CIM-schema-cim16#DCSeriesDevice | aggregate | http://iec.ch/TC57/2013/CIM-schema-cim16#Equipment.aggregate | 0..1 | Boolean | Attribute |  | EQ
DCSeriesDevice | http://iec.ch/TC57/2013/CIM-schema-cim16#DCSeriesDevice | EquipmentContainer | http://iec.ch/TC57/2013/CIM-schema-cim16#Equipment.EquipmentContainer | 0..1 | N/A | Association |  | EQ
DCSeriesDevice | http://iec.ch/TC57/2013/CIM-schema-cim16#DCSeriesDevice | energyIdentCodeEic | http://entsoe.eu/CIM/SchemaExtension/3/1#IdentifiedObject.energyIdentCodeEic | 0..1 | String | Attribute |  | EQ
DCSeriesDevice | http://iec.ch/TC57/2013/CIM-schema-cim16#DCSeriesDevice | name | http://iec.ch/TC57/2013/CIM-schema-cim16#IdentifiedObject.name | 1..1 | String | Attribute |  | EQ
DCSeriesDevice | http://iec.ch/TC57/2013/CIM-schema-cim16#DCSeriesDevice | mRID | http://iec.ch/TC57/2013/CIM-schema-cim16#IdentifiedObject.mRID | 0..1 | String | Attribute |  | EQ
DCSeriesDevice | http://iec.ch/TC57/2013/CIM-schema-cim16#DCSeriesDevice | shortName | http://entsoe.eu/CIM/SchemaExtension/3/1#IdentifiedObject.shortName | 0..1 | String | Attribute |  | EQ
DCSeriesDevice | http://iec.ch/TC57/2013/CIM-schema-cim16#DCSeriesDevice | description | http://iec.ch/TC57/2013/CIM-schema-cim16#IdentifiedObject.description | 0..1 | String | Attribute |  | EQ
DayType | http://iec.ch/TC57/2013/CIM-schema-cim16#DayType | energyIdentCodeEic | http://entsoe.eu/CIM/SchemaExtension/3/1#IdentifiedObject.energyIdentCodeEic | 0..1 | String | Attribute |  | EQ
DayType | http://iec.ch/TC57/2013/CIM-schema-cim16#DayType | name | http://iec.ch/TC57/2013/CIM-schema-cim16#IdentifiedObject.name | 1..1 | String | Attribute |  | EQ
DayType | http://iec.ch/TC57/2013/CIM-schema-cim16#DayType | mRID | http://iec.ch/TC57/2013/CIM-schema-cim16#IdentifiedObject.mRID | 0..1 | String | Attribute |  | EQ
DayType | http://iec.ch/TC57/2013/CIM-schema-cim16#DayType | shortName | http://entsoe.eu/CIM/SchemaExtension/3/1#IdentifiedObject.shortName | 0..1 | String | Attribute |  | EQ
DayType | http://iec.ch/TC57/2013/CIM-schema-cim16#DayType | description | http://iec.ch/TC57/2013/CIM-schema-cim16#IdentifiedObject.description | 0..1 | String | Attribute |  | EQ
SubGeographicalRegion | http://iec.ch/TC57/2013/CIM-schema-cim16#SubGeographicalRegion | Region | http://iec.ch/TC57/2013/CIM-schema-cim16#SubGeographicalRegion.Region | 1 | N/A | Association |  | EQ
SubGeographicalRegion | http://iec.ch/TC57/2013/CIM-schema-cim16#SubGeographicalRegion | energyIdentCodeEic | http://entsoe.eu/CIM/SchemaExtension/3/1#IdentifiedObject.energyIdentCodeEic | 0..1 | String | Attribute |  | EQ
SubGeographicalRegion | http://iec.ch/TC57/2013/CIM-schema-cim16#SubGeographicalRegion | name | http://iec.ch/TC57/2013/CIM-schema-cim16#IdentifiedObject.name | 1..1 | String | Attribute |  | EQ
SubGeographicalRegion | http://iec.ch/TC57/2013/CIM-schema-cim16#SubGeographicalRegion | mRID | http://iec.ch/TC57/2013/CIM-schema-cim16#IdentifiedObject.mRID | 0..1 | String | Attribute |  | EQ
SubGeographicalRegion | http://iec.ch/TC57/2013/CIM-schema-cim16#SubGeographicalRegion | shortName | http://entsoe.eu/CIM/SchemaExtension/3/1#IdentifiedObject.shortName | 0..1 | String | Attribute |  | EQ
SubGeographicalRegion | http://iec.ch/TC57/2013/CIM-schema-cim16#SubGeographicalRegion | description | http://iec.ch/TC57/2013/CIM-schema-cim16#IdentifiedObject.description | 0..1 | String | Attribute |  | EQ
VsCapabilityCurve | http://iec.ch/TC57/2013/CIM-schema-cim16#VsCapabilityCurve | xUnit | http://iec.ch/TC57/2013/CIM-schema-cim16#Curve.xUnit | 1..1 | [http://iec.ch/TC57/2013/CIM-schema-cim16#UnitSymbol.h, http://iec.ch/TC57/2013/CIM-schema-cim16#UnitSymbol.g, http://iec.ch/TC57/2013/CIM-schema-cim16#UnitSymbol.m2, http://iec.ch/TC57/2013/CIM-schema-cim16#UnitSymbol.degC, http://iec.ch/TC57/2013/CIM-schema-cim16#UnitSymbol.deg, http://iec.ch/TC57/2013/CIM-schema-cim16#UnitSymbol.m3, http://iec.ch/TC57/2013/CIM-schema-cim16#UnitSymbol.Pa, http://iec.ch/TC57/2013/CIM-schema-cim16#UnitSymbol.s, http://iec.ch/TC57/2013/CIM-schema-cim16#UnitSymbol.VAh, http://iec.ch/TC57/2013/CIM-schema-cim16#UnitSymbol.VArh, http://iec.ch/TC57/2013/CIM-schema-cim16#UnitSymbol.m, http://iec.ch/TC57/2013/CIM-schema-cim16#UnitSymbol.VA, http://iec.ch/TC57/2013/CIM-schema-cim16#UnitSymbol.H, http://iec.ch/TC57/2013/CIM-schema-cim16#UnitSymbol.F, http://iec.ch/TC57/2013/CIM-schema-cim16#UnitSymbol.none, http://iec.ch/TC57/2013/CIM-schema-cim16#UnitSymbol.Wh, http://iec.ch/TC57/2013/CIM-schema-cim16#UnitSymbol.A, http://iec.ch/TC57/2013/CIM-schema-cim16#UnitSymbol.ohm, http://iec.ch/TC57/2013/CIM-schema-cim16#UnitSymbol.VAr, http://iec.ch/TC57/2013/CIM-schema-cim16#UnitSymbol.W, http://iec.ch/TC57/2013/CIM-schema-cim16#UnitSymbol.min, http://iec.ch/TC57/2013/CIM-schema-cim16#UnitSymbol.V, http://iec.ch/TC57/2013/CIM-schema-cim16#UnitSymbol.S, http://iec.ch/TC57/2013/CIM-schema-cim16#UnitSymbol.Hz, http://iec.ch/TC57/2013/CIM-schema-cim16#UnitSymbol.rad, http://iec.ch/TC57/2013/CIM-schema-cim16#UnitSymbol.N, http://iec.ch/TC57/2013/CIM-schema-cim16#UnitSymbol.J] | Enumeration |  | EQ
VsCapabilityCurve | http://iec.ch/TC57/2013/CIM-schema-cim16#VsCapabilityCurve | curveStyle | http://iec.ch/TC57/2013/CIM-schema-cim16#Curve.curveStyle | 1..1 | [http://iec.ch/TC57/2013/CIM-schema-cim16#CurveStyle.constantYValue, http://iec.ch/TC57/2013/CIM-schema-cim16#CurveStyle.straightLineYValues] | Enumeration |  | EQ
VsCapabilityCurve | http://iec.ch/TC57/2013/CIM-schema-cim16#VsCapabilityCurve | y1Unit | http://iec.ch/TC57/2013/CIM-schema-cim16#Curve.y1Unit | 1..1 | [http://iec.ch/TC57/2013/CIM-schema-cim16#UnitSymbol.h, http://iec.ch/TC57/2013/CIM-schema-cim16#UnitSymbol.g, http://iec.ch/TC57/2013/CIM-schema-cim16#UnitSymbol.m2, http://iec.ch/TC57/2013/CIM-schema-cim16#UnitSymbol.degC, http://iec.ch/TC57/2013/CIM-schema-cim16#UnitSymbol.deg, http://iec.ch/TC57/2013/CIM-schema-cim16#UnitSymbol.m3, http://iec.ch/TC57/2013/CIM-schema-cim16#UnitSymbol.Pa, http://iec.ch/TC57/2013/CIM-schema-cim16#UnitSymbol.s, http://iec.ch/TC57/2013/CIM-schema-cim16#UnitSymbol.VAh, http://iec.ch/TC57/2013/CIM-schema-cim16#UnitSymbol.VArh, http://iec.ch/TC57/2013/CIM-schema-cim16#UnitSymbol.m, http://iec.ch/TC57/2013/CIM-schema-cim16#UnitSymbol.VA, http://iec.ch/TC57/2013/CIM-schema-cim16#UnitSymbol.H, http://iec.ch/TC57/2013/CIM-schema-cim16#UnitSymbol.F, http://iec.ch/TC57/2013/CIM-schema-cim16#UnitSymbol.none, http://iec.ch/TC57/2013/CIM-schema-cim16#UnitSymbol.Wh, http://iec.ch/TC57/2013/CIM-schema-cim16#UnitSymbol.A, http://iec.ch/TC57/2013/CIM-schema-cim16#UnitSymbol.ohm, http://iec.ch/TC57/2013/CIM-schema-cim16#UnitSymbol.VAr, http://iec.ch/TC57/2013/CIM-schema-cim16#UnitSymbol.W, http://iec.ch/TC57/2013/CIM-schema-cim16#UnitSymbol.min, http://iec.ch/TC57/2013/CIM-schema-cim16#UnitSymbol.V, http://iec.ch/TC57/2013/CIM-schema-cim16#UnitSymbol.S, http://iec.ch/TC57/2013/CIM-schema-cim16#UnitSymbol.Hz, http://iec.ch/TC57/2013/CIM-schema-cim16#UnitSymbol.rad, http://iec.ch/TC57/2013/CIM-schema-cim16#UnitSymbol.N, http://iec.ch/TC57/2013/CIM-schema-cim16#UnitSymbol.J] | Enumeration |  | EQ
VsCapabilityCurve | http://iec.ch/TC57/2013/CIM-schema-cim16#VsCapabilityCurve | y2Unit | http://iec.ch/TC57/2013/CIM-schema-cim16#Curve.y2Unit | 0..1 | [http://iec.ch/TC57/2013/CIM-schema-cim16#UnitSymbol.h, http://iec.ch/TC57/2013/CIM-schema-cim16#UnitSymbol.g, http://iec.ch/TC57/2013/CIM-schema-cim16#UnitSymbol.m2, http://iec.ch/TC57/2013/CIM-schema-cim16#UnitSymbol.degC, http://iec.ch/TC57/2013/CIM-schema-cim16#UnitSymbol.deg, http://iec.ch/TC57/2013/CIM-schema-cim16#UnitSymbol.m3, http://iec.ch/TC57/2013/CIM-schema-cim16#UnitSymbol.Pa, http://iec.ch/TC57/2013/CIM-schema-cim16#UnitSymbol.s, http://iec.ch/TC57/2013/CIM-schema-cim16#UnitSymbol.VAh, http://iec.ch/TC57/2013/CIM-schema-cim16#UnitSymbol.VArh, http://iec.ch/TC57/2013/CIM-schema-cim16#UnitSymbol.m, http://iec.ch/TC57/2013/CIM-schema-cim16#UnitSymbol.VA, http://iec.ch/TC57/2013/CIM-schema-cim16#UnitSymbol.H, http://iec.ch/TC57/2013/CIM-schema-cim16#UnitSymbol.F, http://iec.ch/TC57/2013/CIM-schema-cim16#UnitSymbol.none, http://iec.ch/TC57/2013/CIM-schema-cim16#UnitSymbol.Wh, http://iec.ch/TC57/2013/CIM-schema-cim16#UnitSymbol.A, http://iec.ch/TC57/2013/CIM-schema-cim16#UnitSymbol.ohm, http://iec.ch/TC57/2013/CIM-schema-cim16#UnitSymbol.VAr, http://iec.ch/TC57/2013/CIM-schema-cim16#UnitSymbol.W, http://iec.ch/TC57/2013/CIM-schema-cim16#UnitSymbol.min, http://iec.ch/TC57/2013/CIM-schema-cim16#UnitSymbol.V, http://iec.ch/TC57/2013/CIM-schema-cim16#UnitSymbol.S, http://iec.ch/TC57/2013/CIM-schema-cim16#UnitSymbol.Hz, http://iec.ch/TC57/2013/CIM-schema-cim16#UnitSymbol.rad, http://iec.ch/TC57/2013/CIM-schema-cim16#UnitSymbol.N, http://iec.ch/TC57/2013/CIM-schema-cim16#UnitSymbol.J] | Enumeration |  | EQ
VsCapabilityCurve | http://iec.ch/TC57/2013/CIM-schema-cim16#VsCapabilityCurve | energyIdentCodeEic | http://entsoe.eu/CIM/SchemaExtension/3/1#IdentifiedObject.energyIdentCodeEic | 0..1 | String | Attribute |  | EQ
VsCapabilityCurve | http://iec.ch/TC57/2013/CIM-schema-cim16#VsCapabilityCurve | name | http://iec.ch/TC57/2013/CIM-schema-cim16#IdentifiedObject.name | 1..1 | String | Attribute |  | EQ
VsCapabilityCurve | http://iec.ch/TC57/2013/CIM-schema-cim16#VsCapabilityCurve | mRID | http://iec.ch/TC57/2013/CIM-schema-cim16#IdentifiedObject.mRID | 0..1 | String | Attribute |  | EQ
VsCapabilityCurve | http://iec.ch/TC57/2013/CIM-schema-cim16#VsCapabilityCurve | shortName | http://entsoe.eu/CIM/SchemaExtension/3/1#IdentifiedObject.shortName | 0..1 | String | Attribute |  | EQ
VsCapabilityCurve | http://iec.ch/TC57/2013/CIM-schema-cim16#VsCapabilityCurve | description | http://iec.ch/TC57/2013/CIM-schema-cim16#IdentifiedObject.description | 0..1 | String | Attribute |  | EQ
MeasurementValueQuality | http://iec.ch/TC57/2013/CIM-schema-cim16#MeasurementValueQuality | MeasurementValue | http://iec.ch/TC57/2013/CIM-schema-cim16#MeasurementValueQuality.MeasurementValue | 1 | N/A | Association |  | EQ
MeasurementValueQuality | http://iec.ch/TC57/2013/CIM-schema-cim16#MeasurementValueQuality | outOfRange | http://iec.ch/TC57/2013/CIM-schema-cim16#Quality61850.outOfRange | 0..1 | Boolean | Attribute |  | EQ
MeasurementValueQuality | http://iec.ch/TC57/2013/CIM-schema-cim16#MeasurementValueQuality | overFlow | http://iec.ch/TC57/2013/CIM-schema-cim16#Quality61850.overFlow | 0..1 | Boolean | Attribute |  | EQ
MeasurementValueQuality | http://iec.ch/TC57/2013/CIM-schema-cim16#MeasurementValueQuality | oldData | http://iec.ch/TC57/2013/CIM-schema-cim16#Quality61850.oldData | 0..1 | Boolean | Attribute |  | EQ
MeasurementValueQuality | http://iec.ch/TC57/2013/CIM-schema-cim16#MeasurementValueQuality | badReference | http://iec.ch/TC57/2013/CIM-schema-cim16#Quality61850.badReference | 0..1 | Boolean | Attribute |  | EQ
MeasurementValueQuality | http://iec.ch/TC57/2013/CIM-schema-cim16#MeasurementValueQuality | test | http://iec.ch/TC57/2013/CIM-schema-cim16#Quality61850.test | 0..1 | Boolean | Attribute |  | EQ
MeasurementValueQuality | http://iec.ch/TC57/2013/CIM-schema-cim16#MeasurementValueQuality | validity | http://iec.ch/TC57/2013/CIM-schema-cim16#Quality61850.validity | 0..1 | [http://iec.ch/TC57/2013/CIM-schema-cim16#Validity.GOOD, http://iec.ch/TC57/2013/CIM-schema-cim16#Validity.INVALID, http://iec.ch/TC57/2013/CIM-schema-cim16#Validity.QUESTIONABLE] | Enumeration |  | EQ
MeasurementValueQuality | http://iec.ch/TC57/2013/CIM-schema-cim16#MeasurementValueQuality | estimatorReplaced | http://iec.ch/TC57/2013/CIM-schema-cim16#Quality61850.estimatorReplaced | 0..1 | Boolean | Attribute |  | EQ
MeasurementValueQuality | http://iec.ch/TC57/2013/CIM-schema-cim16#MeasurementValueQuality | failure | http://iec.ch/TC57/2013/CIM-schema-cim16#Quality61850.failure | 0..1 | Boolean | Attribute |  | EQ
MeasurementValueQuality | http://iec.ch/TC57/2013/CIM-schema-cim16#MeasurementValueQuality | suspect | http://iec.ch/TC57/2013/CIM-schema-cim16#Quality61850.suspect | 0..1 | Boolean | Attribute |  | EQ
MeasurementValueQuality | http://iec.ch/TC57/2013/CIM-schema-cim16#MeasurementValueQuality | oscillatory | http://iec.ch/TC57/2013/CIM-schema-cim16#Quality61850.oscillatory | 0..1 | Boolean | Attribute |  | EQ
MeasurementValueQuality | http://iec.ch/TC57/2013/CIM-schema-cim16#MeasurementValueQuality | source | http://iec.ch/TC57/2013/CIM-schema-cim16#Quality61850.source | 0..1 | [http://iec.ch/TC57/2013/CIM-schema-cim16#Source.SUBSTITUTED, http://iec.ch/TC57/2013/CIM-schema-cim16#Source.PROCESS, http://iec.ch/TC57/2013/CIM-schema-cim16#Source.DEFAULTED] | Enumeration |  | EQ
MeasurementValueQuality | http://iec.ch/TC57/2013/CIM-schema-cim16#MeasurementValueQuality | operatorBlocked | http://iec.ch/TC57/2013/CIM-schema-cim16#Quality61850.operatorBlocked | 0..1 | Boolean | Attribute |  | EQ
ControlAreaGeneratingUnit | http://iec.ch/TC57/2013/CIM-schema-cim16#ControlAreaGeneratingUnit | ControlArea | http://iec.ch/TC57/2013/CIM-schema-cim16#ControlAreaGeneratingUnit.ControlArea | 1 | N/A | Association |  | EQ
ControlAreaGeneratingUnit | http://iec.ch/TC57/2013/CIM-schema-cim16#ControlAreaGeneratingUnit | GeneratingUnit | http://iec.ch/TC57/2013/CIM-schema-cim16#ControlAreaGeneratingUnit.GeneratingUnit | 1 | N/A | Association |  | EQ
ControlAreaGeneratingUnit | http://iec.ch/TC57/2013/CIM-schema-cim16#ControlAreaGeneratingUnit | energyIdentCodeEic | http://entsoe.eu/CIM/SchemaExtension/3/1#IdentifiedObject.energyIdentCodeEic | 0..1 | String | Attribute |  | EQ
ControlAreaGeneratingUnit | http://iec.ch/TC57/2013/CIM-schema-cim16#ControlAreaGeneratingUnit | name | http://iec.ch/TC57/2013/CIM-schema-cim16#IdentifiedObject.name | 1..1 | String | Attribute |  | EQ
ControlAreaGeneratingUnit | http://iec.ch/TC57/2013/CIM-schema-cim16#ControlAreaGeneratingUnit | mRID | http://iec.ch/TC57/2013/CIM-schema-cim16#IdentifiedObject.mRID | 0..1 | String | Attribute |  | EQ
ControlAreaGeneratingUnit | http://iec.ch/TC57/2013/CIM-schema-cim16#ControlAreaGeneratingUnit | shortName | http://entsoe.eu/CIM/SchemaExtension/3/1#IdentifiedObject.shortName | 0..1 | String | Attribute |  | EQ
ControlAreaGeneratingUnit | http://iec.ch/TC57/2013/CIM-schema-cim16#ControlAreaGeneratingUnit | description | http://iec.ch/TC57/2013/CIM-schema-cim16#IdentifiedObject.description | 0..1 | String | Attribute |  | EQ
MeasurementValueSource | http://iec.ch/TC57/2013/CIM-schema-cim16#MeasurementValueSource | energyIdentCodeEic | http://entsoe.eu/CIM/SchemaExtension/3/1#IdentifiedObject.energyIdentCodeEic | 0..1 | String | Attribute |  | EQ
MeasurementValueSource | http://iec.ch/TC57/2013/CIM-schema-cim16#MeasurementValueSource | name | http://iec.ch/TC57/2013/CIM-schema-cim16#IdentifiedObject.name | 1..1 | String | Attribute |  | EQ
MeasurementValueSource | http://iec.ch/TC57/2013/CIM-schema-cim16#MeasurementValueSource | mRID | http://iec.ch/TC57/2013/CIM-schema-cim16#IdentifiedObject.mRID | 0..1 | String | Attribute |  | EQ
MeasurementValueSource | http://iec.ch/TC57/2013/CIM-schema-cim16#MeasurementValueSource | shortName | http://entsoe.eu/CIM/SchemaExtension/3/1#IdentifiedObject.shortName | 0..1 | String | Attribute |  | EQ
MeasurementValueSource | http://iec.ch/TC57/2013/CIM-schema-cim16#MeasurementValueSource | description | http://iec.ch/TC57/2013/CIM-schema-cim16#IdentifiedObject.description | 0..1 | String | Attribute |  | EQ
PhaseTapChangerTable | http://iec.ch/TC57/2013/CIM-schema-cim16#PhaseTapChangerTable | energyIdentCodeEic | http://entsoe.eu/CIM/SchemaExtension/3/1#IdentifiedObject.energyIdentCodeEic | 0..1 | String | Attribute |  | EQ
PhaseTapChangerTable | http://iec.ch/TC57/2013/CIM-schema-cim16#PhaseTapChangerTable | name | http://iec.ch/TC57/2013/CIM-schema-cim16#IdentifiedObject.name | 1..1 | String | Attribute |  | EQ
PhaseTapChangerTable | http://iec.ch/TC57/2013/CIM-schema-cim16#PhaseTapChangerTable | mRID | http://iec.ch/TC57/2013/CIM-schema-cim16#IdentifiedObject.mRID | 0..1 | String | Attribute |  | EQ
PhaseTapChangerTable | http://iec.ch/TC57/2013/CIM-schema-cim16#PhaseTapChangerTable | shortName | http://entsoe.eu/CIM/SchemaExtension/3/1#IdentifiedObject.shortName | 0..1 | String | Attribute |  | EQ
PhaseTapChangerTable | http://iec.ch/TC57/2013/CIM-schema-cim16#PhaseTapChangerTable | description | http://iec.ch/TC57/2013/CIM-schema-cim16#IdentifiedObject.description | 0..1 | String | Attribute |  | EQ
SubLoadArea | http://iec.ch/TC57/2013/CIM-schema-cim16#SubLoadArea | LoadArea | http://iec.ch/TC57/2013/CIM-schema-cim16#SubLoadArea.LoadArea | 1 | N/A | Association |  | EQ
SubLoadArea | http://iec.ch/TC57/2013/CIM-schema-cim16#SubLoadArea | energyIdentCodeEic | http://entsoe.eu/CIM/SchemaExtension/3/1#IdentifiedObject.energyIdentCodeEic | 0..1 | String | Attribute |  | EQ
SubLoadArea | http://iec.ch/TC57/2013/CIM-schema-cim16#SubLoadArea | name | http://iec.ch/TC57/2013/CIM-schema-cim16#IdentifiedObject.name | 1..1 | String | Attribute |  | EQ
SubLoadArea | http://iec.ch/TC57/2013/CIM-schema-cim16#SubLoadArea | mRID | http://iec.ch/TC57/2013/CIM-schema-cim16#IdentifiedObject.mRID | 0..1 | String | Attribute |  | EQ
SubLoadArea | http://iec.ch/TC57/2013/CIM-schema-cim16#SubLoadArea | shortName | http://entsoe.eu/CIM/SchemaExtension/3/1#IdentifiedObject.shortName | 0..1 | String | Attribute |  | EQ
SubLoadArea | http://iec.ch/TC57/2013/CIM-schema-cim16#SubLoadArea | description | http://iec.ch/TC57/2013/CIM-schema-cim16#IdentifiedObject.description | 0..1 | String | Attribute |  | EQ
Accumulator | http://iec.ch/TC57/2013/CIM-schema-cim16#Accumulator | Terminal | http://iec.ch/TC57/2013/CIM-schema-cim16#Measurement.Terminal | 0..1 | N/A | Association |  | EQ
Accumulator | http://iec.ch/TC57/2013/CIM-schema-cim16#Accumulator | phases | http://iec.ch/TC57/2013/CIM-schema-cim16#Measurement.phases | 0..1 | [http://iec.ch/TC57/2013/CIM-schema-cim16#PhaseCode.BN, http://iec.ch/TC57/2013/CIM-schema-cim16#PhaseCode.ABCN, http://iec.ch/TC57/2013/CIM-schema-cim16#PhaseCode.s12N, http://iec.ch/TC57/2013/CIM-schema-cim16#PhaseCode.s12, http://iec.ch/TC57/2013/CIM-schema-cim16#PhaseCode.ABN, http://iec.ch/TC57/2013/CIM-schema-cim16#PhaseCode.BC, http://iec.ch/TC57/2013/CIM-schema-cim16#PhaseCode.BCN, http://iec.ch/TC57/2013/CIM-schema-cim16#PhaseCode.N, http://iec.ch/TC57/2013/CIM-schema-cim16#PhaseCode.s2N, http://iec.ch/TC57/2013/CIM-schema-cim16#PhaseCode.ABC, http://iec.ch/TC57/2013/CIM-schema-cim16#PhaseCode.s1, http://iec.ch/TC57/2013/CIM-schema-cim16#PhaseCode.s2, http://iec.ch/TC57/2013/CIM-schema-cim16#PhaseCode.AN, http://iec.ch/TC57/2013/CIM-schema-cim16#PhaseCode.B, http://iec.ch/TC57/2013/CIM-schema-cim16#PhaseCode.A, http://iec.ch/TC57/2013/CIM-schema-cim16#PhaseCode.CN, http://iec.ch/TC57/2013/CIM-schema-cim16#PhaseCode.C, http://iec.ch/TC57/2013/CIM-schema-cim16#PhaseCode.AB, http://iec.ch/TC57/2013/CIM-schema-cim16#PhaseCode.ACN, http://iec.ch/TC57/2013/CIM-schema-cim16#PhaseCode.AC, http://iec.ch/TC57/2013/CIM-schema-cim16#PhaseCode.s1N] | Enumeration |  | EQ
Accumulator | http://iec.ch/TC57/2013/CIM-schema-cim16#Accumulator | measurementType | http://iec.ch/TC57/2013/CIM-schema-cim16#Measurement.measurementType | 1..1 | String | Attribute |  | EQ
Accumulator | http://iec.ch/TC57/2013/CIM-schema-cim16#Accumulator | unitSymbol | http://iec.ch/TC57/2013/CIM-schema-cim16#Measurement.unitSymbol | 1..1 | [http://iec.ch/TC57/2013/CIM-schema-cim16#UnitSymbol.h, http://iec.ch/TC57/2013/CIM-schema-cim16#UnitSymbol.g, http://iec.ch/TC57/2013/CIM-schema-cim16#UnitSymbol.m2, http://iec.ch/TC57/2013/CIM-schema-cim16#UnitSymbol.degC, http://iec.ch/TC57/2013/CIM-schema-cim16#UnitSymbol.deg, http://iec.ch/TC57/2013/CIM-schema-cim16#UnitSymbol.m3, http://iec.ch/TC57/2013/CIM-schema-cim16#UnitSymbol.Pa, http://iec.ch/TC57/2013/CIM-schema-cim16#UnitSymbol.s, http://iec.ch/TC57/2013/CIM-schema-cim16#UnitSymbol.VAh, http://iec.ch/TC57/2013/CIM-schema-cim16#UnitSymbol.VArh, http://iec.ch/TC57/2013/CIM-schema-cim16#UnitSymbol.m, http://iec.ch/TC57/2013/CIM-schema-cim16#UnitSymbol.VA, http://iec.ch/TC57/2013/CIM-schema-cim16#UnitSymbol.H, http://iec.ch/TC57/2013/CIM-schema-cim16#UnitSymbol.F, http://iec.ch/TC57/2013/CIM-schema-cim16#UnitSymbol.none, http://iec.ch/TC57/2013/CIM-schema-cim16#UnitSymbol.Wh, http://iec.ch/TC57/2013/CIM-schema-cim16#UnitSymbol.A, http://iec.ch/TC57/2013/CIM-schema-cim16#UnitSymbol.ohm, http://iec.ch/TC57/2013/CIM-schema-cim16#UnitSymbol.VAr, http://iec.ch/TC57/2013/CIM-schema-cim16#UnitSymbol.W, http://iec.ch/TC57/2013/CIM-schema-cim16#UnitSymbol.min, http://iec.ch/TC57/2013/CIM-schema-cim16#UnitSymbol.V, http://iec.ch/TC57/2013/CIM-schema-cim16#UnitSymbol.S, http://iec.ch/TC57/2013/CIM-schema-cim16#UnitSymbol.Hz, http://iec.ch/TC57/2013/CIM-schema-cim16#UnitSymbol.rad, http://iec.ch/TC57/2013/CIM-schema-cim16#UnitSymbol.N, http://iec.ch/TC57/2013/CIM-schema-cim16#UnitSymbol.J] | Enumeration |  | EQ
Accumulator | http://iec.ch/TC57/2013/CIM-schema-cim16#Accumulator | PowerSystemResource | http://iec.ch/TC57/2013/CIM-schema-cim16#Measurement.PowerSystemResource | 1..1 | N/A | Association |  | EQ
Accumulator | http://iec.ch/TC57/2013/CIM-schema-cim16#Accumulator | unitMultiplier | http://iec.ch/TC57/2013/CIM-schema-cim16#Measurement.unitMultiplier | 1..1 | [http://iec.ch/TC57/2013/CIM-schema-cim16#UnitMultiplier.micro, http://iec.ch/TC57/2013/CIM-schema-cim16#UnitMultiplier.k, http://iec.ch/TC57/2013/CIM-schema-cim16#UnitMultiplier.d, http://iec.ch/TC57/2013/CIM-schema-cim16#UnitMultiplier.m, http://iec.ch/TC57/2013/CIM-schema-cim16#UnitMultiplier.p, http://iec.ch/TC57/2013/CIM-schema-cim16#UnitMultiplier.n, http://iec.ch/TC57/2013/CIM-schema-cim16#UnitMultiplier.T, http://iec.ch/TC57/2013/CIM-schema-cim16#UnitMultiplier.c, http://iec.ch/TC57/2013/CIM-schema-cim16#UnitMultiplier.G, http://iec.ch/TC57/2013/CIM-schema-cim16#UnitMultiplier.none, http://iec.ch/TC57/2013/CIM-schema-cim16#UnitMultiplier.M] | Enumeration |  | EQ
Accumulator | http://iec.ch/TC57/2013/CIM-schema-cim16#Accumulator | energyIdentCodeEic | http://entsoe.eu/CIM/SchemaExtension/3/1#IdentifiedObject.energyIdentCodeEic | 0..1 | String | Attribute |  | EQ
Accumulator | http://iec.ch/TC57/2013/CIM-schema-cim16#Accumulator | name | http://iec.ch/TC57/2013/CIM-schema-cim16#IdentifiedObject.name | 1..1 | String | Attribute |  | EQ
Accumulator | http://iec.ch/TC57/2013/CIM-schema-cim16#Accumulator | mRID | http://iec.ch/TC57/2013/CIM-schema-cim16#IdentifiedObject.mRID | 0..1 | String | Attribute |  | EQ
Accumulator | http://iec.ch/TC57/2013/CIM-schema-cim16#Accumulator | shortName | http://entsoe.eu/CIM/SchemaExtension/3/1#IdentifiedObject.shortName | 0..1 | String | Attribute |  | EQ
Accumulator | http://iec.ch/TC57/2013/CIM-schema-cim16#Accumulator | description | http://iec.ch/TC57/2013/CIM-schema-cim16#IdentifiedObject.description | 0..1 | String | Attribute |  | EQ
TapChangerControl | http://iec.ch/TC57/2013/CIM-schema-cim16#TapChangerControl | mode | http://iec.ch/TC57/2013/CIM-schema-cim16#RegulatingControl.mode | 1..1 | [http://iec.ch/TC57/2013/CIM-schema-cim16#RegulatingControlModeKind.reactivePower, http://iec.ch/TC57/2013/CIM-schema-cim16#RegulatingControlModeKind.activePower, http://iec.ch/TC57/2013/CIM-schema-cim16#RegulatingControlModeKind.powerFactor, http://iec.ch/TC57/2013/CIM-schema-cim16#RegulatingControlModeKind.currentFlow, http://iec.ch/TC57/2013/CIM-schema-cim16#RegulatingControlModeKind.admittance, http://iec.ch/TC57/2013/CIM-schema-cim16#RegulatingControlModeKind.temperature, http://iec.ch/TC57/2013/CIM-schema-cim16#RegulatingControlModeKind.timeScheduled, http://iec.ch/TC57/2013/CIM-schema-cim16#RegulatingControlModeKind.voltage] | Enumeration |  | EQ
TapChangerControl | http://iec.ch/TC57/2013/CIM-schema-cim16#TapChangerControl | Terminal | http://iec.ch/TC57/2013/CIM-schema-cim16#RegulatingControl.Terminal | 1..1 | N/A | Association |  | EQ
TapChangerControl | http://iec.ch/TC57/2013/CIM-schema-cim16#TapChangerControl | energyIdentCodeEic | http://entsoe.eu/CIM/SchemaExtension/3/1#IdentifiedObject.energyIdentCodeEic | 0..1 | String | Attribute |  | EQ
TapChangerControl | http://iec.ch/TC57/2013/CIM-schema-cim16#TapChangerControl | name | http://iec.ch/TC57/2013/CIM-schema-cim16#IdentifiedObject.name | 1..1 | String | Attribute |  | EQ
TapChangerControl | http://iec.ch/TC57/2013/CIM-schema-cim16#TapChangerControl | mRID | http://iec.ch/TC57/2013/CIM-schema-cim16#IdentifiedObject.mRID | 0..1 | String | Attribute |  | EQ
TapChangerControl | http://iec.ch/TC57/2013/CIM-schema-cim16#TapChangerControl | shortName | http://entsoe.eu/CIM/SchemaExtension/3/1#IdentifiedObject.shortName | 0..1 | String | Attribute |  | EQ
TapChangerControl | http://iec.ch/TC57/2013/CIM-schema-cim16#TapChangerControl | description | http://iec.ch/TC57/2013/CIM-schema-cim16#IdentifiedObject.description | 0..1 | String | Attribute |  | EQ
TapChangerTablePoint | http://iec.ch/TC57/2013/CIM-schema-cim16#TapChangerTablePoint | x | http://iec.ch/TC57/2013/CIM-schema-cim16#TapChangerTablePoint.x | 0..1 | Float | Attribute |  | EQ
TapChangerTablePoint | http://iec.ch/TC57/2013/CIM-schema-cim16#TapChangerTablePoint | step | http://iec.ch/TC57/2013/CIM-schema-cim16#TapChangerTablePoint.step | 1..1 | Integer | Attribute |  | EQ
TapChangerTablePoint | http://iec.ch/TC57/2013/CIM-schema-cim16#TapChangerTablePoint | b | http://iec.ch/TC57/2013/CIM-schema-cim16#TapChangerTablePoint.b | 0..1 | Float | Attribute |  | EQ
TapChangerTablePoint | http://iec.ch/TC57/2013/CIM-schema-cim16#TapChangerTablePoint | g | http://iec.ch/TC57/2013/CIM-schema-cim16#TapChangerTablePoint.g | 0..1 | Float | Attribute |  | EQ
TapChangerTablePoint | http://iec.ch/TC57/2013/CIM-schema-cim16#TapChangerTablePoint | r | http://iec.ch/TC57/2013/CIM-schema-cim16#TapChangerTablePoint.r | 0..1 | Float | Attribute |  | EQ
TapChangerTablePoint | http://iec.ch/TC57/2013/CIM-schema-cim16#TapChangerTablePoint | ratio | http://iec.ch/TC57/2013/CIM-schema-cim16#TapChangerTablePoint.ratio | 0..1 | Float | Attribute |  | EQ
Ground | http://iec.ch/TC57/2013/CIM-schema-cim16#Ground | BaseVoltage | http://iec.ch/TC57/2013/CIM-schema-cim16#ConductingEquipment.BaseVoltage | 0..1 | N/A | Association |  | EQ
Ground | http://iec.ch/TC57/2013/CIM-schema-cim16#Ground | aggregate | http://iec.ch/TC57/2013/CIM-schema-cim16#Equipment.aggregate | 0..1 | Boolean | Attribute |  | EQ
Ground | http://iec.ch/TC57/2013/CIM-schema-cim16#Ground | EquipmentContainer | http://iec.ch/TC57/2013/CIM-schema-cim16#Equipment.EquipmentContainer | 0..1 | N/A | Association |  | EQ
Ground | http://iec.ch/TC57/2013/CIM-schema-cim16#Ground | energyIdentCodeEic | http://entsoe.eu/CIM/SchemaExtension/3/1#IdentifiedObject.energyIdentCodeEic | 0..1 | String | Attribute |  | EQ
Ground | http://iec.ch/TC57/2013/CIM-schema-cim16#Ground | name | http://iec.ch/TC57/2013/CIM-schema-cim16#IdentifiedObject.name | 1..1 | String | Attribute |  | EQ
Ground | http://iec.ch/TC57/2013/CIM-schema-cim16#Ground | mRID | http://iec.ch/TC57/2013/CIM-schema-cim16#IdentifiedObject.mRID | 0..1 | String | Attribute |  | EQ
Ground | http://iec.ch/TC57/2013/CIM-schema-cim16#Ground | shortName | http://entsoe.eu/CIM/SchemaExtension/3/1#IdentifiedObject.shortName | 0..1 | String | Attribute |  | EQ
Ground | http://iec.ch/TC57/2013/CIM-schema-cim16#Ground | description | http://iec.ch/TC57/2013/CIM-schema-cim16#IdentifiedObject.description | 0..1 | String | Attribute |  | EQ
Breaker | http://iec.ch/TC57/2013/CIM-schema-cim16#Breaker | ratedCurrent | http://iec.ch/TC57/2013/CIM-schema-cim16#Switch.ratedCurrent | 0..1 | Float | Attribute |  | EQ
Breaker | http://iec.ch/TC57/2013/CIM-schema-cim16#Breaker | normalOpen | http://iec.ch/TC57/2013/CIM-schema-cim16#Switch.normalOpen | 1..1 | Boolean | Attribute |  | EQ
Breaker | http://iec.ch/TC57/2013/CIM-schema-cim16#Breaker | retained | http://iec.ch/TC57/2013/CIM-schema-cim16#Switch.retained | 1..1 | Boolean | Attribute |  | EQ
Breaker | http://iec.ch/TC57/2013/CIM-schema-cim16#Breaker | BaseVoltage | http://iec.ch/TC57/2013/CIM-schema-cim16#ConductingEquipment.BaseVoltage | 0..1 | N/A | Association |  | EQ
Breaker | http://iec.ch/TC57/2013/CIM-schema-cim16#Breaker | aggregate | http://iec.ch/TC57/2013/CIM-schema-cim16#Equipment.aggregate | 0..1 | Boolean | Attribute |  | EQ
Breaker | http://iec.ch/TC57/2013/CIM-schema-cim16#Breaker | EquipmentContainer | http://iec.ch/TC57/2013/CIM-schema-cim16#Equipment.EquipmentContainer | 0..1 | N/A | Association |  | EQ
Breaker | http://iec.ch/TC57/2013/CIM-schema-cim16#Breaker | energyIdentCodeEic | http://entsoe.eu/CIM/SchemaExtension/3/1#IdentifiedObject.energyIdentCodeEic | 0..1 | String | Attribute |  | EQ
Breaker | http://iec.ch/TC57/2013/CIM-schema-cim16#Breaker | name | http://iec.ch/TC57/2013/CIM-schema-cim16#IdentifiedObject.name | 1..1 | String | Attribute |  | EQ
Breaker | http://iec.ch/TC57/2013/CIM-schema-cim16#Breaker | mRID | http://iec.ch/TC57/2013/CIM-schema-cim16#IdentifiedObject.mRID | 0..1 | String | Attribute |  | EQ
Breaker | http://iec.ch/TC57/2013/CIM-schema-cim16#Breaker | shortName | http://entsoe.eu/CIM/SchemaExtension/3/1#IdentifiedObject.shortName | 0..1 | String | Attribute |  | EQ
Breaker | http://iec.ch/TC57/2013/CIM-schema-cim16#Breaker | description | http://iec.ch/TC57/2013/CIM-schema-cim16#IdentifiedObject.description | 0..1 | String | Attribute |  | EQ
HydroGeneratingUnit | http://iec.ch/TC57/2013/CIM-schema-cim16#HydroGeneratingUnit | HydroPowerPlant | http://iec.ch/TC57/2013/CIM-schema-cim16#HydroGeneratingUnit.HydroPowerPlant | 0..1 | N/A | Association |  | EQ
HydroGeneratingUnit | http://iec.ch/TC57/2013/CIM-schema-cim16#HydroGeneratingUnit | energyConversionCapability | http://iec.ch/TC57/2013/CIM-schema-cim16#HydroGeneratingUnit.energyConversionCapability | 0..1 | [http://iec.ch/TC57/2013/CIM-schema-cim16#HydroEnergyConversionKind.pumpAndGenerator, http://iec.ch/TC57/2013/CIM-schema-cim16#HydroEnergyConversionKind.generator] | Enumeration |  | EQ
HydroGeneratingUnit | http://iec.ch/TC57/2013/CIM-schema-cim16#HydroGeneratingUnit | ratedNetMaxP | http://iec.ch/TC57/2013/CIM-schema-cim16#GeneratingUnit.ratedNetMaxP | 0..1 | Float | Attribute |  | EQ
HydroGeneratingUnit | http://iec.ch/TC57/2013/CIM-schema-cim16#HydroGeneratingUnit | variableCost | http://iec.ch/TC57/2013/CIM-schema-cim16#GeneratingUnit.variableCost | 0..1 | Decimal | Attribute |  | EQ
HydroGeneratingUnit | http://iec.ch/TC57/2013/CIM-schema-cim16#HydroGeneratingUnit | totalEfficiency | http://iec.ch/TC57/2013/CIM-schema-cim16#GeneratingUnit.totalEfficiency | 0..1 | Float | Attribute |  | EQ
HydroGeneratingUnit | http://iec.ch/TC57/2013/CIM-schema-cim16#HydroGeneratingUnit | startupCost | http://iec.ch/TC57/2013/CIM-schema-cim16#GeneratingUnit.startupCost | 0..1 | Decimal | Attribute |  | EQ
HydroGeneratingUnit | http://iec.ch/TC57/2013/CIM-schema-cim16#HydroGeneratingUnit | governorSCD | http://iec.ch/TC57/2013/CIM-schema-cim16#GeneratingUnit.governorSCD | 0..1 | Float | Attribute |  | EQ
HydroGeneratingUnit | http://iec.ch/TC57/2013/CIM-schema-cim16#HydroGeneratingUnit | ratedGrossMaxP | http://iec.ch/TC57/2013/CIM-schema-cim16#GeneratingUnit.ratedGrossMaxP | 0..1 | Float | Attribute |  | EQ
HydroGeneratingUnit | http://iec.ch/TC57/2013/CIM-schema-cim16#HydroGeneratingUnit | nominalP | http://iec.ch/TC57/2013/CIM-schema-cim16#GeneratingUnit.nominalP | 0..1 | Float | Attribute |  | EQ
HydroGeneratingUnit | http://iec.ch/TC57/2013/CIM-schema-cim16#HydroGeneratingUnit | genControlSource | http://iec.ch/TC57/2013/CIM-schema-cim16#GeneratingUnit.genControlSource | 0..1 | [http://iec.ch/TC57/2013/CIM-schema-cim16#GeneratorControlSource.onAGC, http://iec.ch/TC57/2013/CIM-schema-cim16#GeneratorControlSource.unavailable, http://iec.ch/TC57/2013/CIM-schema-cim16#GeneratorControlSource.plantControl, http://iec.ch/TC57/2013/CIM-schema-cim16#GeneratorControlSource.offAGC] | Enumeration |  | EQ
HydroGeneratingUnit | http://iec.ch/TC57/2013/CIM-schema-cim16#HydroGeneratingUnit | longPF | http://iec.ch/TC57/2013/CIM-schema-cim16#GeneratingUnit.longPF | 0..1 | Float | Attribute |  | EQ
HydroGeneratingUnit | http://iec.ch/TC57/2013/CIM-schema-cim16#HydroGeneratingUnit | maxOperatingP | http://iec.ch/TC57/2013/CIM-schema-cim16#GeneratingUnit.maxOperatingP | 1..1 | Float | Attribute |  | EQ
HydroGeneratingUnit | http://iec.ch/TC57/2013/CIM-schema-cim16#HydroGeneratingUnit | shortPF | http://iec.ch/TC57/2013/CIM-schema-cim16#GeneratingUnit.shortPF | 0..1 | Float | Attribute |  | EQ
HydroGeneratingUnit | http://iec.ch/TC57/2013/CIM-schema-cim16#HydroGeneratingUnit | ratedGrossMinP | http://iec.ch/TC57/2013/CIM-schema-cim16#GeneratingUnit.ratedGrossMinP | 0..1 | Float | Attribute |  | EQ
HydroGeneratingUnit | http://iec.ch/TC57/2013/CIM-schema-cim16#HydroGeneratingUnit | minOperatingP | http://iec.ch/TC57/2013/CIM-schema-cim16#GeneratingUnit.minOperatingP | 1..1 | Float | Attribute |  | EQ
HydroGeneratingUnit | http://iec.ch/TC57/2013/CIM-schema-cim16#HydroGeneratingUnit | maximumAllowableSpinningReserve | http://iec.ch/TC57/2013/CIM-schema-cim16#GeneratingUnit.maximumAllowableSpinningReserve | 0..1 | Float | Attribute |  | EQ
HydroGeneratingUnit | http://iec.ch/TC57/2013/CIM-schema-cim16#HydroGeneratingUnit | initialP | http://iec.ch/TC57/2013/CIM-schema-cim16#GeneratingUnit.initialP | 1..1 | Float | Attribute |  | EQ
HydroGeneratingUnit | http://iec.ch/TC57/2013/CIM-schema-cim16#HydroGeneratingUnit | aggregate | http://iec.ch/TC57/2013/CIM-schema-cim16#Equipment.aggregate | 0..1 | Boolean | Attribute |  | EQ
HydroGeneratingUnit | http://iec.ch/TC57/2013/CIM-schema-cim16#HydroGeneratingUnit | EquipmentContainer | http://iec.ch/TC57/2013/CIM-schema-cim16#Equipment.EquipmentContainer | 0..1 | N/A | Association |  | EQ
HydroGeneratingUnit | http://iec.ch/TC57/2013/CIM-schema-cim16#HydroGeneratingUnit | energyIdentCodeEic | http://entsoe.eu/CIM/SchemaExtension/3/1#IdentifiedObject.energyIdentCodeEic | 0..1 | String | Attribute |  | EQ
HydroGeneratingUnit | http://iec.ch/TC57/2013/CIM-schema-cim16#HydroGeneratingUnit | name | http://iec.ch/TC57/2013/CIM-schema-cim16#IdentifiedObject.name | 1..1 | String | Attribute |  | EQ
HydroGeneratingUnit | http://iec.ch/TC57/2013/CIM-schema-cim16#HydroGeneratingUnit | mRID | http://iec.ch/TC57/2013/CIM-schema-cim16#IdentifiedObject.mRID | 0..1 | String | Attribute |  | EQ
HydroGeneratingUnit | http://iec.ch/TC57/2013/CIM-schema-cim16#HydroGeneratingUnit | shortName | http://entsoe.eu/CIM/SchemaExtension/3/1#IdentifiedObject.shortName | 0..1 | String | Attribute |  | EQ
HydroGeneratingUnit | http://iec.ch/TC57/2013/CIM-schema-cim16#HydroGeneratingUnit | description | http://iec.ch/TC57/2013/CIM-schema-cim16#IdentifiedObject.description | 0..1 | String | Attribute |  | EQ
NuclearGeneratingUnit | http://iec.ch/TC57/2013/CIM-schema-cim16#NuclearGeneratingUnit | ratedNetMaxP | http://iec.ch/TC57/2013/CIM-schema-cim16#GeneratingUnit.ratedNetMaxP | 0..1 | Float | Attribute |  | EQ
NuclearGeneratingUnit | http://iec.ch/TC57/2013/CIM-schema-cim16#NuclearGeneratingUnit | variableCost | http://iec.ch/TC57/2013/CIM-schema-cim16#GeneratingUnit.variableCost | 0..1 | Decimal | Attribute |  | EQ
NuclearGeneratingUnit | http://iec.ch/TC57/2013/CIM-schema-cim16#NuclearGeneratingUnit | totalEfficiency | http://iec.ch/TC57/2013/CIM-schema-cim16#GeneratingUnit.totalEfficiency | 0..1 | Float | Attribute |  | EQ
NuclearGeneratingUnit | http://iec.ch/TC57/2013/CIM-schema-cim16#NuclearGeneratingUnit | startupCost | http://iec.ch/TC57/2013/CIM-schema-cim16#GeneratingUnit.startupCost | 0..1 | Decimal | Attribute |  | EQ
NuclearGeneratingUnit | http://iec.ch/TC57/2013/CIM-schema-cim16#NuclearGeneratingUnit | governorSCD | http://iec.ch/TC57/2013/CIM-schema-cim16#GeneratingUnit.governorSCD | 0..1 | Float | Attribute |  | EQ
NuclearGeneratingUnit | http://iec.ch/TC57/2013/CIM-schema-cim16#NuclearGeneratingUnit | ratedGrossMaxP | http://iec.ch/TC57/2013/CIM-schema-cim16#GeneratingUnit.ratedGrossMaxP | 0..1 | Float | Attribute |  | EQ
NuclearGeneratingUnit | http://iec.ch/TC57/2013/CIM-schema-cim16#NuclearGeneratingUnit | nominalP | http://iec.ch/TC57/2013/CIM-schema-cim16#GeneratingUnit.nominalP | 0..1 | Float | Attribute |  | EQ
NuclearGeneratingUnit | http://iec.ch/TC57/2013/CIM-schema-cim16#NuclearGeneratingUnit | genControlSource | http://iec.ch/TC57/2013/CIM-schema-cim16#GeneratingUnit.genControlSource | 0..1 | [http://iec.ch/TC57/2013/CIM-schema-cim16#GeneratorControlSource.onAGC, http://iec.ch/TC57/2013/CIM-schema-cim16#GeneratorControlSource.unavailable, http://iec.ch/TC57/2013/CIM-schema-cim16#GeneratorControlSource.plantControl, http://iec.ch/TC57/2013/CIM-schema-cim16#GeneratorControlSource.offAGC] | Enumeration |  | EQ
NuclearGeneratingUnit | http://iec.ch/TC57/2013/CIM-schema-cim16#NuclearGeneratingUnit | longPF | http://iec.ch/TC57/2013/CIM-schema-cim16#GeneratingUnit.longPF | 0..1 | Float | Attribute |  | EQ
NuclearGeneratingUnit | http://iec.ch/TC57/2013/CIM-schema-cim16#NuclearGeneratingUnit | maxOperatingP | http://iec.ch/TC57/2013/CIM-schema-cim16#GeneratingUnit.maxOperatingP | 1..1 | Float | Attribute |  | EQ
NuclearGeneratingUnit | http://iec.ch/TC57/2013/CIM-schema-cim16#NuclearGeneratingUnit | shortPF | http://iec.ch/TC57/2013/CIM-schema-cim16#GeneratingUnit.shortPF | 0..1 | Float | Attribute |  | EQ
NuclearGeneratingUnit | http://iec.ch/TC57/2013/CIM-schema-cim16#NuclearGeneratingUnit | ratedGrossMinP | http://iec.ch/TC57/2013/CIM-schema-cim16#GeneratingUnit.ratedGrossMinP | 0..1 | Float | Attribute |  | EQ
NuclearGeneratingUnit | http://iec.ch/TC57/2013/CIM-schema-cim16#NuclearGeneratingUnit | minOperatingP | http://iec.ch/TC57/2013/CIM-schema-cim16#GeneratingUnit.minOperatingP | 1..1 | Float | Attribute |  | EQ
NuclearGeneratingUnit | http://iec.ch/TC57/2013/CIM-schema-cim16#NuclearGeneratingUnit | maximumAllowableSpinningReserve | http://iec.ch/TC57/2013/CIM-schema-cim16#GeneratingUnit.maximumAllowableSpinningReserve | 0..1 | Float | Attribute |  | EQ
NuclearGeneratingUnit | http://iec.ch/TC57/2013/CIM-schema-cim16#NuclearGeneratingUnit | initialP | http://iec.ch/TC57/2013/CIM-schema-cim16#GeneratingUnit.initialP | 1..1 | Float | Attribute |  | EQ
NuclearGeneratingUnit | http://iec.ch/TC57/2013/CIM-schema-cim16#NuclearGeneratingUnit | aggregate | http://iec.ch/TC57/2013/CIM-schema-cim16#Equipment.aggregate | 0..1 | Boolean | Attribute |  | EQ
NuclearGeneratingUnit | http://iec.ch/TC57/2013/CIM-schema-cim16#NuclearGeneratingUnit | EquipmentContainer | http://iec.ch/TC57/2013/CIM-schema-cim16#Equipment.EquipmentContainer | 0..1 | N/A | Association |  | EQ
NuclearGeneratingUnit | http://iec.ch/TC57/2013/CIM-schema-cim16#NuclearGeneratingUnit | energyIdentCodeEic | http://entsoe.eu/CIM/SchemaExtension/3/1#IdentifiedObject.energyIdentCodeEic | 0..1 | String | Attribute |  | EQ
NuclearGeneratingUnit | http://iec.ch/TC57/2013/CIM-schema-cim16#NuclearGeneratingUnit | name | http://iec.ch/TC57/2013/CIM-schema-cim16#IdentifiedObject.name | 1..1 | String | Attribute |  | EQ
NuclearGeneratingUnit | http://iec.ch/TC57/2013/CIM-schema-cim16#NuclearGeneratingUnit | mRID | http://iec.ch/TC57/2013/CIM-schema-cim16#IdentifiedObject.mRID | 0..1 | String | Attribute |  | EQ
NuclearGeneratingUnit | http://iec.ch/TC57/2013/CIM-schema-cim16#NuclearGeneratingUnit | shortName | http://entsoe.eu/CIM/SchemaExtension/3/1#IdentifiedObject.shortName | 0..1 | String | Attribute |  | EQ
NuclearGeneratingUnit | http://iec.ch/TC57/2013/CIM-schema-cim16#NuclearGeneratingUnit | description | http://iec.ch/TC57/2013/CIM-schema-cim16#IdentifiedObject.description | 0..1 | String | Attribute |  | EQ
RaiseLowerCommand | http://iec.ch/TC57/2013/CIM-schema-cim16#RaiseLowerCommand | ValueAliasSet | http://iec.ch/TC57/2013/CIM-schema-cim16#RaiseLowerCommand.ValueAliasSet | 0..1 | N/A | Association |  | EQ
RaiseLowerCommand | http://iec.ch/TC57/2013/CIM-schema-cim16#RaiseLowerCommand | AnalogValue | http://iec.ch/TC57/2013/CIM-schema-cim16#AnalogControl.AnalogValue | 1 | N/A | Association |  | EQ
RaiseLowerCommand | http://iec.ch/TC57/2013/CIM-schema-cim16#RaiseLowerCommand | maxValue | http://iec.ch/TC57/2013/CIM-schema-cim16#AnalogControl.maxValue | 1..1 | Float | Attribute |  | EQ
RaiseLowerCommand | http://iec.ch/TC57/2013/CIM-schema-cim16#RaiseLowerCommand | minValue | http://iec.ch/TC57/2013/CIM-schema-cim16#AnalogControl.minValue | 1..1 | Float | Attribute |  | EQ
RaiseLowerCommand | http://iec.ch/TC57/2013/CIM-schema-cim16#RaiseLowerCommand | operationInProgress | http://iec.ch/TC57/2013/CIM-schema-cim16#Control.operationInProgress | 0..1 | Boolean | Attribute |  | EQ
RaiseLowerCommand | http://iec.ch/TC57/2013/CIM-schema-cim16#RaiseLowerCommand | controlType | http://iec.ch/TC57/2013/CIM-schema-cim16#Control.controlType | 1..1 | String | Attribute |  | EQ
RaiseLowerCommand | http://iec.ch/TC57/2013/CIM-schema-cim16#RaiseLowerCommand | PowerSystemResource | http://iec.ch/TC57/2013/CIM-schema-cim16#Control.PowerSystemResource | 0..1 | N/A | Association |  | EQ
RaiseLowerCommand | http://iec.ch/TC57/2013/CIM-schema-cim16#RaiseLowerCommand | unitSymbol | http://iec.ch/TC57/2013/CIM-schema-cim16#Control.unitSymbol | 0..1 | [http://iec.ch/TC57/2013/CIM-schema-cim16#UnitSymbol.h, http://iec.ch/TC57/2013/CIM-schema-cim16#UnitSymbol.g, http://iec.ch/TC57/2013/CIM-schema-cim16#UnitSymbol.m2, http://iec.ch/TC57/2013/CIM-schema-cim16#UnitSymbol.degC, http://iec.ch/TC57/2013/CIM-schema-cim16#UnitSymbol.deg, http://iec.ch/TC57/2013/CIM-schema-cim16#UnitSymbol.m3, http://iec.ch/TC57/2013/CIM-schema-cim16#UnitSymbol.Pa, http://iec.ch/TC57/2013/CIM-schema-cim16#UnitSymbol.s, http://iec.ch/TC57/2013/CIM-schema-cim16#UnitSymbol.VAh, http://iec.ch/TC57/2013/CIM-schema-cim16#UnitSymbol.VArh, http://iec.ch/TC57/2013/CIM-schema-cim16#UnitSymbol.m, http://iec.ch/TC57/2013/CIM-schema-cim16#UnitSymbol.VA, http://iec.ch/TC57/2013/CIM-schema-cim16#UnitSymbol.H, http://iec.ch/TC57/2013/CIM-schema-cim16#UnitSymbol.F, http://iec.ch/TC57/2013/CIM-schema-cim16#UnitSymbol.none, http://iec.ch/TC57/2013/CIM-schema-cim16#UnitSymbol.Wh, http://iec.ch/TC57/2013/CIM-schema-cim16#UnitSymbol.A, http://iec.ch/TC57/2013/CIM-schema-cim16#UnitSymbol.ohm, http://iec.ch/TC57/2013/CIM-schema-cim16#UnitSymbol.VAr, http://iec.ch/TC57/2013/CIM-schema-cim16#UnitSymbol.W, http://iec.ch/TC57/2013/CIM-schema-cim16#UnitSymbol.min, http://iec.ch/TC57/2013/CIM-schema-cim16#UnitSymbol.V, http://iec.ch/TC57/2013/CIM-schema-cim16#UnitSymbol.S, http://iec.ch/TC57/2013/CIM-schema-cim16#UnitSymbol.Hz, http://iec.ch/TC57/2013/CIM-schema-cim16#UnitSymbol.rad, http://iec.ch/TC57/2013/CIM-schema-cim16#UnitSymbol.N, http://iec.ch/TC57/2013/CIM-schema-cim16#UnitSymbol.J] | Enumeration |  | EQ
RaiseLowerCommand | http://iec.ch/TC57/2013/CIM-schema-cim16#RaiseLowerCommand | timeStamp | http://iec.ch/TC57/2013/CIM-schema-cim16#Control.timeStamp | 0..1 | DateTime | Attribute |  | EQ
RaiseLowerCommand | http://iec.ch/TC57/2013/CIM-schema-cim16#RaiseLowerCommand | unitMultiplier | http://iec.ch/TC57/2013/CIM-schema-cim16#Control.unitMultiplier | 0..1 | [http://iec.ch/TC57/2013/CIM-schema-cim16#UnitMultiplier.micro, http://iec.ch/TC57/2013/CIM-schema-cim16#UnitMultiplier.k, http://iec.ch/TC57/2013/CIM-schema-cim16#UnitMultiplier.d, http://iec.ch/TC57/2013/CIM-schema-cim16#UnitMultiplier.m, http://iec.ch/TC57/2013/CIM-schema-cim16#UnitMultiplier.p, http://iec.ch/TC57/2013/CIM-schema-cim16#UnitMultiplier.n, http://iec.ch/TC57/2013/CIM-schema-cim16#UnitMultiplier.T, http://iec.ch/TC57/2013/CIM-schema-cim16#UnitMultiplier.c, http://iec.ch/TC57/2013/CIM-schema-cim16#UnitMultiplier.G, http://iec.ch/TC57/2013/CIM-schema-cim16#UnitMultiplier.none, http://iec.ch/TC57/2013/CIM-schema-cim16#UnitMultiplier.M] | Enumeration |  | EQ
RaiseLowerCommand | http://iec.ch/TC57/2013/CIM-schema-cim16#RaiseLowerCommand | energyIdentCodeEic | http://entsoe.eu/CIM/SchemaExtension/3/1#IdentifiedObject.energyIdentCodeEic | 0..1 | String | Attribute |  | EQ
RaiseLowerCommand | http://iec.ch/TC57/2013/CIM-schema-cim16#RaiseLowerCommand | name | http://iec.ch/TC57/2013/CIM-schema-cim16#IdentifiedObject.name | 1..1 | String | Attribute |  | EQ
RaiseLowerCommand | http://iec.ch/TC57/2013/CIM-schema-cim16#RaiseLowerCommand | mRID | http://iec.ch/TC57/2013/CIM-schema-cim16#IdentifiedObject.mRID | 0..1 | String | Attribute |  | EQ
RaiseLowerCommand | http://iec.ch/TC57/2013/CIM-schema-cim16#RaiseLowerCommand | shortName | http://entsoe.eu/CIM/SchemaExtension/3/1#IdentifiedObject.shortName | 0..1 | String | Attribute |  | EQ
RaiseLowerCommand | http://iec.ch/TC57/2013/CIM-schema-cim16#RaiseLowerCommand | description | http://iec.ch/TC57/2013/CIM-schema-cim16#IdentifiedObject.description | 0..1 | String | Attribute |  | EQ
ControlArea | http://iec.ch/TC57/2013/CIM-schema-cim16#ControlArea | EnergyArea | http://iec.ch/TC57/2013/CIM-schema-cim16#ControlArea.EnergyArea | 0..1 | N/A | Association |  | EQ
ControlArea | http://iec.ch/TC57/2013/CIM-schema-cim16#ControlArea | type | http://iec.ch/TC57/2013/CIM-schema-cim16#ControlArea.type | 1..1 | [http://iec.ch/TC57/2013/CIM-schema-cim16#ControlAreaTypeKind.AGC, http://iec.ch/TC57/2013/CIM-schema-cim16#ControlAreaTypeKind.Interchange, http://iec.ch/TC57/2013/CIM-schema-cim16#ControlAreaTypeKind.Forecast] | Enumeration |  | EQ
ControlArea | http://iec.ch/TC57/2013/CIM-schema-cim16#ControlArea | energyIdentCodeEic | http://entsoe.eu/CIM/SchemaExtension/3/1#IdentifiedObject.energyIdentCodeEic | 0..1 | String | Attribute |  | EQ
ControlArea | http://iec.ch/TC57/2013/CIM-schema-cim16#ControlArea | name | http://iec.ch/TC57/2013/CIM-schema-cim16#IdentifiedObject.name | 1..1 | String | Attribute |  | EQ
ControlArea | http://iec.ch/TC57/2013/CIM-schema-cim16#ControlArea | mRID | http://iec.ch/TC57/2013/CIM-schema-cim16#IdentifiedObject.mRID | 0..1 | String | Attribute |  | EQ
ControlArea | http://iec.ch/TC57/2013/CIM-schema-cim16#ControlArea | shortName | http://entsoe.eu/CIM/SchemaExtension/3/1#IdentifiedObject.shortName | 0..1 | String | Attribute |  | EQ
ControlArea | http://iec.ch/TC57/2013/CIM-schema-cim16#ControlArea | description | http://iec.ch/TC57/2013/CIM-schema-cim16#IdentifiedObject.description | 0..1 | String | Attribute |  | EQ
RegularTimePoint | http://iec.ch/TC57/2013/CIM-schema-cim16#RegularTimePoint | value2 | http://iec.ch/TC57/2013/CIM-schema-cim16#RegularTimePoint.value2 | 0..1 | Float | Attribute |  | EQ
RegularTimePoint | http://iec.ch/TC57/2013/CIM-schema-cim16#RegularTimePoint | value1 | http://iec.ch/TC57/2013/CIM-schema-cim16#RegularTimePoint.value1 | 1..1 | Float | Attribute |  | EQ
RegularTimePoint | http://iec.ch/TC57/2013/CIM-schema-cim16#RegularTimePoint | IntervalSchedule | http://iec.ch/TC57/2013/CIM-schema-cim16#RegularTimePoint.IntervalSchedule | 1 | N/A | Association |  | EQ
RegularTimePoint | http://iec.ch/TC57/2013/CIM-schema-cim16#RegularTimePoint | sequenceNumber | http://iec.ch/TC57/2013/CIM-schema-cim16#RegularTimePoint.sequenceNumber | 1..1 | Integer | Attribute |  | EQ
NonConformLoadGroup | http://iec.ch/TC57/2013/CIM-schema-cim16#NonConformLoadGroup | SubLoadArea | http://iec.ch/TC57/2013/CIM-schema-cim16#LoadGroup.SubLoadArea | 1 | N/A | Association |  | EQ
NonConformLoadGroup | http://iec.ch/TC57/2013/CIM-schema-cim16#NonConformLoadGroup | energyIdentCodeEic | http://entsoe.eu/CIM/SchemaExtension/3/1#IdentifiedObject.energyIdentCodeEic | 0..1 | String | Attribute |  | EQ
NonConformLoadGroup | http://iec.ch/TC57/2013/CIM-schema-cim16#NonConformLoadGroup | name | http://iec.ch/TC57/2013/CIM-schema-cim16#IdentifiedObject.name | 1..1 | String | Attribute |  | EQ
NonConformLoadGroup | http://iec.ch/TC57/2013/CIM-schema-cim16#NonConformLoadGroup | mRID | http://iec.ch/TC57/2013/CIM-schema-cim16#IdentifiedObject.mRID | 0..1 | String | Attribute |  | EQ
NonConformLoadGroup | http://iec.ch/TC57/2013/CIM-schema-cim16#NonConformLoadGroup | shortName | http://entsoe.eu/CIM/SchemaExtension/3/1#IdentifiedObject.shortName | 0..1 | String | Attribute |  | EQ
NonConformLoadGroup | http://iec.ch/TC57/2013/CIM-schema-cim16#NonConformLoadGroup | description | http://iec.ch/TC57/2013/CIM-schema-cim16#IdentifiedObject.description | 0..1 | String | Attribute |  | EQ
ReactiveCapabilityCurve | http://iec.ch/TC57/2013/CIM-schema-cim16#ReactiveCapabilityCurve | xUnit | http://iec.ch/TC57/2013/CIM-schema-cim16#Curve.xUnit | 1..1 | [http://iec.ch/TC57/2013/CIM-schema-cim16#UnitSymbol.h, http://iec.ch/TC57/2013/CIM-schema-cim16#UnitSymbol.g, http://iec.ch/TC57/2013/CIM-schema-cim16#UnitSymbol.m2, http://iec.ch/TC57/2013/CIM-schema-cim16#UnitSymbol.degC, http://iec.ch/TC57/2013/CIM-schema-cim16#UnitSymbol.deg, http://iec.ch/TC57/2013/CIM-schema-cim16#UnitSymbol.m3, http://iec.ch/TC57/2013/CIM-schema-cim16#UnitSymbol.Pa, http://iec.ch/TC57/2013/CIM-schema-cim16#UnitSymbol.s, http://iec.ch/TC57/2013/CIM-schema-cim16#UnitSymbol.VAh, http://iec.ch/TC57/2013/CIM-schema-cim16#UnitSymbol.VArh, http://iec.ch/TC57/2013/CIM-schema-cim16#UnitSymbol.m, http://iec.ch/TC57/2013/CIM-schema-cim16#UnitSymbol.VA, http://iec.ch/TC57/2013/CIM-schema-cim16#UnitSymbol.H, http://iec.ch/TC57/2013/CIM-schema-cim16#UnitSymbol.F, http://iec.ch/TC57/2013/CIM-schema-cim16#UnitSymbol.none, http://iec.ch/TC57/2013/CIM-schema-cim16#UnitSymbol.Wh, http://iec.ch/TC57/2013/CIM-schema-cim16#UnitSymbol.A, http://iec.ch/TC57/2013/CIM-schema-cim16#UnitSymbol.ohm, http://iec.ch/TC57/2013/CIM-schema-cim16#UnitSymbol.VAr, http://iec.ch/TC57/2013/CIM-schema-cim16#UnitSymbol.W, http://iec.ch/TC57/2013/CIM-schema-cim16#UnitSymbol.min, http://iec.ch/TC57/2013/CIM-schema-cim16#UnitSymbol.V, http://iec.ch/TC57/2013/CIM-schema-cim16#UnitSymbol.S, http://iec.ch/TC57/2013/CIM-schema-cim16#UnitSymbol.Hz, http://iec.ch/TC57/2013/CIM-schema-cim16#UnitSymbol.rad, http://iec.ch/TC57/2013/CIM-schema-cim16#UnitSymbol.N, http://iec.ch/TC57/2013/CIM-schema-cim16#UnitSymbol.J] | Enumeration |  | EQ
ReactiveCapabilityCurve | http://iec.ch/TC57/2013/CIM-schema-cim16#ReactiveCapabilityCurve | curveStyle | http://iec.ch/TC57/2013/CIM-schema-cim16#Curve.curveStyle | 1..1 | [http://iec.ch/TC57/2013/CIM-schema-cim16#CurveStyle.constantYValue, http://iec.ch/TC57/2013/CIM-schema-cim16#CurveStyle.straightLineYValues] | Enumeration |  | EQ
ReactiveCapabilityCurve | http://iec.ch/TC57/2013/CIM-schema-cim16#ReactiveCapabilityCurve | y1Unit | http://iec.ch/TC57/2013/CIM-schema-cim16#Curve.y1Unit | 1..1 | [http://iec.ch/TC57/2013/CIM-schema-cim16#UnitSymbol.h, http://iec.ch/TC57/2013/CIM-schema-cim16#UnitSymbol.g, http://iec.ch/TC57/2013/CIM-schema-cim16#UnitSymbol.m2, http://iec.ch/TC57/2013/CIM-schema-cim16#UnitSymbol.degC, http://iec.ch/TC57/2013/CIM-schema-cim16#UnitSymbol.deg, http://iec.ch/TC57/2013/CIM-schema-cim16#UnitSymbol.m3, http://iec.ch/TC57/2013/CIM-schema-cim16#UnitSymbol.Pa, http://iec.ch/TC57/2013/CIM-schema-cim16#UnitSymbol.s, http://iec.ch/TC57/2013/CIM-schema-cim16#UnitSymbol.VAh, http://iec.ch/TC57/2013/CIM-schema-cim16#UnitSymbol.VArh, http://iec.ch/TC57/2013/CIM-schema-cim16#UnitSymbol.m, http://iec.ch/TC57/2013/CIM-schema-cim16#UnitSymbol.VA, http://iec.ch/TC57/2013/CIM-schema-cim16#UnitSymbol.H, http://iec.ch/TC57/2013/CIM-schema-cim16#UnitSymbol.F, http://iec.ch/TC57/2013/CIM-schema-cim16#UnitSymbol.none, http://iec.ch/TC57/2013/CIM-schema-cim16#UnitSymbol.Wh, http://iec.ch/TC57/2013/CIM-schema-cim16#UnitSymbol.A, http://iec.ch/TC57/2013/CIM-schema-cim16#UnitSymbol.ohm, http://iec.ch/TC57/2013/CIM-schema-cim16#UnitSymbol.VAr, http://iec.ch/TC57/2013/CIM-schema-cim16#UnitSymbol.W, http://iec.ch/TC57/2013/CIM-schema-cim16#UnitSymbol.min, http://iec.ch/TC57/2013/CIM-schema-cim16#UnitSymbol.V, http://iec.ch/TC57/2013/CIM-schema-cim16#UnitSymbol.S, http://iec.ch/TC57/2013/CIM-schema-cim16#UnitSymbol.Hz, http://iec.ch/TC57/2013/CIM-schema-cim16#UnitSymbol.rad, http://iec.ch/TC57/2013/CIM-schema-cim16#UnitSymbol.N, http://iec.ch/TC57/2013/CIM-schema-cim16#UnitSymbol.J] | Enumeration |  | EQ
ReactiveCapabilityCurve | http://iec.ch/TC57/2013/CIM-schema-cim16#ReactiveCapabilityCurve | y2Unit | http://iec.ch/TC57/2013/CIM-schema-cim16#Curve.y2Unit | 0..1 | [http://iec.ch/TC57/2013/CIM-schema-cim16#UnitSymbol.h, http://iec.ch/TC57/2013/CIM-schema-cim16#UnitSymbol.g, http://iec.ch/TC57/2013/CIM-schema-cim16#UnitSymbol.m2, http://iec.ch/TC57/2013/CIM-schema-cim16#UnitSymbol.degC, http://iec.ch/TC57/2013/CIM-schema-cim16#UnitSymbol.deg, http://iec.ch/TC57/2013/CIM-schema-cim16#UnitSymbol.m3, http://iec.ch/TC57/2013/CIM-schema-cim16#UnitSymbol.Pa, http://iec.ch/TC57/2013/CIM-schema-cim16#UnitSymbol.s, http://iec.ch/TC57/2013/CIM-schema-cim16#UnitSymbol.VAh, http://iec.ch/TC57/2013/CIM-schema-cim16#UnitSymbol.VArh, http://iec.ch/TC57/2013/CIM-schema-cim16#UnitSymbol.m, http://iec.ch/TC57/2013/CIM-schema-cim16#UnitSymbol.VA, http://iec.ch/TC57/2013/CIM-schema-cim16#UnitSymbol.H, http://iec.ch/TC57/2013/CIM-schema-cim16#UnitSymbol.F, http://iec.ch/TC57/2013/CIM-schema-cim16#UnitSymbol.none, http://iec.ch/TC57/2013/CIM-schema-cim16#UnitSymbol.Wh, http://iec.ch/TC57/2013/CIM-schema-cim16#UnitSymbol.A, http://iec.ch/TC57/2013/CIM-schema-cim16#UnitSymbol.ohm, http://iec.ch/TC57/2013/CIM-schema-cim16#UnitSymbol.VAr, http://iec.ch/TC57/2013/CIM-schema-cim16#UnitSymbol.W, http://iec.ch/TC57/2013/CIM-schema-cim16#UnitSymbol.min, http://iec.ch/TC57/2013/CIM-schema-cim16#UnitSymbol.V, http://iec.ch/TC57/2013/CIM-schema-cim16#UnitSymbol.S, http://iec.ch/TC57/2013/CIM-schema-cim16#UnitSymbol.Hz, http://iec.ch/TC57/2013/CIM-schema-cim16#UnitSymbol.rad, http://iec.ch/TC57/2013/CIM-schema-cim16#UnitSymbol.N, http://iec.ch/TC57/2013/CIM-schema-cim16#UnitSymbol.J] | Enumeration |  | EQ
ReactiveCapabilityCurve | http://iec.ch/TC57/2013/CIM-schema-cim16#ReactiveCapabilityCurve | energyIdentCodeEic | http://entsoe.eu/CIM/SchemaExtension/3/1#IdentifiedObject.energyIdentCodeEic | 0..1 | String | Attribute |  | EQ
ReactiveCapabilityCurve | http://iec.ch/TC57/2013/CIM-schema-cim16#ReactiveCapabilityCurve | name | http://iec.ch/TC57/2013/CIM-schema-cim16#IdentifiedObject.name | 1..1 | String | Attribute |  | EQ
ReactiveCapabilityCurve | http://iec.ch/TC57/2013/CIM-schema-cim16#ReactiveCapabilityCurve | mRID | http://iec.ch/TC57/2013/CIM-schema-cim16#IdentifiedObject.mRID | 0..1 | String | Attribute |  | EQ
ReactiveCapabilityCurve | http://iec.ch/TC57/2013/CIM-schema-cim16#ReactiveCapabilityCurve | shortName | http://entsoe.eu/CIM/SchemaExtension/3/1#IdentifiedObject.shortName | 0..1 | String | Attribute |  | EQ
ReactiveCapabilityCurve | http://iec.ch/TC57/2013/CIM-schema-cim16#ReactiveCapabilityCurve | description | http://iec.ch/TC57/2013/CIM-schema-cim16#IdentifiedObject.description | 0..1 | String | Attribute |  | EQ
AnalogLimit | http://iec.ch/TC57/2013/CIM-schema-cim16#AnalogLimit | LimitSet | http://iec.ch/TC57/2013/CIM-schema-cim16#AnalogLimit.LimitSet | 1 | N/A | Association |  | EQ
AnalogLimit | http://iec.ch/TC57/2013/CIM-schema-cim16#AnalogLimit | value | http://iec.ch/TC57/2013/CIM-schema-cim16#AnalogLimit.value | 1..1 | Float | Attribute |  | EQ
AnalogLimit | http://iec.ch/TC57/2013/CIM-schema-cim16#AnalogLimit | energyIdentCodeEic | http://entsoe.eu/CIM/SchemaExtension/3/1#IdentifiedObject.energyIdentCodeEic | 0..1 | String | Attribute |  | EQ
AnalogLimit | http://iec.ch/TC57/2013/CIM-schema-cim16#AnalogLimit | name | http://iec.ch/TC57/2013/CIM-schema-cim16#IdentifiedObject.name | 1..1 | String | Attribute |  | EQ
AnalogLimit | http://iec.ch/TC57/2013/CIM-schema-cim16#AnalogLimit | mRID | http://iec.ch/TC57/2013/CIM-schema-cim16#IdentifiedObject.mRID | 0..1 | String | Attribute |  | EQ
AnalogLimit | http://iec.ch/TC57/2013/CIM-schema-cim16#AnalogLimit | shortName | http://entsoe.eu/CIM/SchemaExtension/3/1#IdentifiedObject.shortName | 0..1 | String | Attribute |  | EQ
AnalogLimit | http://iec.ch/TC57/2013/CIM-schema-cim16#AnalogLimit | description | http://iec.ch/TC57/2013/CIM-schema-cim16#IdentifiedObject.description | 0..1 | String | Attribute |  | EQ
AsynchronousMachine | http://iec.ch/TC57/2013/CIM-schema-cim16#AsynchronousMachine | polePairNumber | http://iec.ch/TC57/2013/CIM-schema-cim16#AsynchronousMachine.polePairNumber | 1..1 | Integer | Attribute |  | EQ
AsynchronousMachine | http://iec.ch/TC57/2013/CIM-schema-cim16#AsynchronousMachine | ratedMechanicalPower | http://iec.ch/TC57/2013/CIM-schema-cim16#AsynchronousMachine.ratedMechanicalPower | 1..1 | Float | Attribute |  | EQ
AsynchronousMachine | http://iec.ch/TC57/2013/CIM-schema-cim16#AsynchronousMachine | converterFedDrive | http://iec.ch/TC57/2013/CIM-schema-cim16#AsynchronousMachine.converterFedDrive | 1..1 | Boolean | Attribute |  | EQ
AsynchronousMachine | http://iec.ch/TC57/2013/CIM-schema-cim16#AsynchronousMachine | nominalSpeed | http://iec.ch/TC57/2013/CIM-schema-cim16#AsynchronousMachine.nominalSpeed | 0..1 | Float | Attribute |  | EQ
AsynchronousMachine | http://iec.ch/TC57/2013/CIM-schema-cim16#AsynchronousMachine | reversible | http://iec.ch/TC57/2013/CIM-schema-cim16#AsynchronousMachine.reversible | 1..1 | Boolean | Attribute |  | EQ
AsynchronousMachine | http://iec.ch/TC57/2013/CIM-schema-cim16#AsynchronousMachine | iaIrRatio | http://iec.ch/TC57/2013/CIM-schema-cim16#AsynchronousMachine.iaIrRatio | 1..1 | Float | Attribute |  | EQ
AsynchronousMachine | http://iec.ch/TC57/2013/CIM-schema-cim16#AsynchronousMachine | efficiency | http://iec.ch/TC57/2013/CIM-schema-cim16#AsynchronousMachine.efficiency | 1..1 | Float | Attribute |  | EQ
AsynchronousMachine | http://iec.ch/TC57/2013/CIM-schema-cim16#AsynchronousMachine | nominalFrequency | http://iec.ch/TC57/2013/CIM-schema-cim16#AsynchronousMachine.nominalFrequency | 0..1 | Float | Attribute |  | EQ
AsynchronousMachine | http://iec.ch/TC57/2013/CIM-schema-cim16#AsynchronousMachine | rxLockedRotorRatio | http://iec.ch/TC57/2013/CIM-schema-cim16#AsynchronousMachine.rxLockedRotorRatio | 0..1 | Float | Attribute |  | EQ
AsynchronousMachine | http://iec.ch/TC57/2013/CIM-schema-cim16#AsynchronousMachine | GeneratingUnit | http://iec.ch/TC57/2013/CIM-schema-cim16#RotatingMachine.GeneratingUnit | 0..1 | N/A | Association |  | EQ
AsynchronousMachine | http://iec.ch/TC57/2013/CIM-schema-cim16#AsynchronousMachine | ratedS | http://iec.ch/TC57/2013/CIM-schema-cim16#RotatingMachine.ratedS | 0..1 | Float | Attribute |  | EQ
AsynchronousMachine | http://iec.ch/TC57/2013/CIM-schema-cim16#AsynchronousMachine | ratedU | http://iec.ch/TC57/2013/CIM-schema-cim16#RotatingMachine.ratedU | 0..1 | Float | Attribute |  | EQ
AsynchronousMachine | http://iec.ch/TC57/2013/CIM-schema-cim16#AsynchronousMachine | ratedPowerFactor | http://iec.ch/TC57/2013/CIM-schema-cim16#RotatingMachine.ratedPowerFactor | 0..1 | Float | Attribute |  | EQ
AsynchronousMachine | http://iec.ch/TC57/2013/CIM-schema-cim16#AsynchronousMachine | RegulatingControl | http://iec.ch/TC57/2013/CIM-schema-cim16#RegulatingCondEq.RegulatingControl | 0..1 | N/A | Association |  | EQ
AsynchronousMachine | http://iec.ch/TC57/2013/CIM-schema-cim16#AsynchronousMachine | BaseVoltage | http://iec.ch/TC57/2013/CIM-schema-cim16#ConductingEquipment.BaseVoltage | 0..1 | N/A | Association |  | EQ
AsynchronousMachine | http://iec.ch/TC57/2013/CIM-schema-cim16#AsynchronousMachine | aggregate | http://iec.ch/TC57/2013/CIM-schema-cim16#Equipment.aggregate | 0..1 | Boolean | Attribute |  | EQ
AsynchronousMachine | http://iec.ch/TC57/2013/CIM-schema-cim16#AsynchronousMachine | EquipmentContainer | http://iec.ch/TC57/2013/CIM-schema-cim16#Equipment.EquipmentContainer | 0..1 | N/A | Association |  | EQ
AsynchronousMachine | http://iec.ch/TC57/2013/CIM-schema-cim16#AsynchronousMachine | energyIdentCodeEic | http://entsoe.eu/CIM/SchemaExtension/3/1#IdentifiedObject.energyIdentCodeEic | 0..1 | String | Attribute |  | EQ
AsynchronousMachine | http://iec.ch/TC57/2013/CIM-schema-cim16#AsynchronousMachine | name | http://iec.ch/TC57/2013/CIM-schema-cim16#IdentifiedObject.name | 1..1 | String | Attribute |  | EQ
AsynchronousMachine | http://iec.ch/TC57/2013/CIM-schema-cim16#AsynchronousMachine | mRID | http://iec.ch/TC57/2013/CIM-schema-cim16#IdentifiedObject.mRID | 0..1 | String | Attribute |  | EQ
AsynchronousMachine | http://iec.ch/TC57/2013/CIM-schema-cim16#AsynchronousMachine | shortName | http://entsoe.eu/CIM/SchemaExtension/3/1#IdentifiedObject.shortName | 0..1 | String | Attribute |  | EQ
AsynchronousMachine | http://iec.ch/TC57/2013/CIM-schema-cim16#AsynchronousMachine | description | http://iec.ch/TC57/2013/CIM-schema-cim16#IdentifiedObject.description | 0..1 | String | Attribute |  | EQ
HydroPump | http://iec.ch/TC57/2013/CIM-schema-cim16#HydroPump | HydroPowerPlant | http://iec.ch/TC57/2013/CIM-schema-cim16#HydroPump.HydroPowerPlant | 0..1 | N/A | Association |  | EQ
HydroPump | http://iec.ch/TC57/2013/CIM-schema-cim16#HydroPump | RotatingMachine | http://iec.ch/TC57/2013/CIM-schema-cim16#HydroPump.RotatingMachine | 1 | N/A | Association |  | EQ
HydroPump | http://iec.ch/TC57/2013/CIM-schema-cim16#HydroPump | aggregate | http://iec.ch/TC57/2013/CIM-schema-cim16#Equipment.aggregate | 0..1 | Boolean | Attribute |  | EQ
HydroPump | http://iec.ch/TC57/2013/CIM-schema-cim16#HydroPump | EquipmentContainer | http://iec.ch/TC57/2013/CIM-schema-cim16#Equipment.EquipmentContainer | 0..1 | N/A | Association |  | EQ
HydroPump | http://iec.ch/TC57/2013/CIM-schema-cim16#HydroPump | energyIdentCodeEic | http://entsoe.eu/CIM/SchemaExtension/3/1#IdentifiedObject.energyIdentCodeEic | 0..1 | String | Attribute |  | EQ
HydroPump | http://iec.ch/TC57/2013/CIM-schema-cim16#HydroPump | name | http://iec.ch/TC57/2013/CIM-schema-cim16#IdentifiedObject.name | 1..1 | String | Attribute |  | EQ
HydroPump | http://iec.ch/TC57/2013/CIM-schema-cim16#HydroPump | mRID | http://iec.ch/TC57/2013/CIM-schema-cim16#IdentifiedObject.mRID | 0..1 | String | Attribute |  | EQ
HydroPump | http://iec.ch/TC57/2013/CIM-schema-cim16#HydroPump | shortName | http://entsoe.eu/CIM/SchemaExtension/3/1#IdentifiedObject.shortName | 0..1 | String | Attribute |  | EQ
HydroPump | http://iec.ch/TC57/2013/CIM-schema-cim16#HydroPump | description | http://iec.ch/TC57/2013/CIM-schema-cim16#IdentifiedObject.description | 0..1 | String | Attribute |  | EQ
PerLengthDCLineParameter | http://iec.ch/TC57/2013/CIM-schema-cim16#PerLengthDCLineParameter | capacitance | http://iec.ch/TC57/2013/CIM-schema-cim16#PerLengthDCLineParameter.capacitance | 0..1 | Float | Attribute |  | EQ
PerLengthDCLineParameter | http://iec.ch/TC57/2013/CIM-schema-cim16#PerLengthDCLineParameter | resistance | http://iec.ch/TC57/2013/CIM-schema-cim16#PerLengthDCLineParameter.resistance | 0..1 | Float | Attribute |  | EQ
PerLengthDCLineParameter | http://iec.ch/TC57/2013/CIM-schema-cim16#PerLengthDCLineParameter | inductance | http://iec.ch/TC57/2013/CIM-schema-cim16#PerLengthDCLineParameter.inductance | 0..1 | Float | Attribute |  | EQ
TapSchedule | http://iec.ch/TC57/2013/CIM-schema-cim16#TapSchedule | TapChanger | http://iec.ch/TC57/2013/CIM-schema-cim16#TapSchedule.TapChanger | 1 | N/A | Association |  | EQ
TapSchedule | http://iec.ch/TC57/2013/CIM-schema-cim16#TapSchedule | Season | http://iec.ch/TC57/2013/CIM-schema-cim16#SeasonDayTypeSchedule.Season | 1..1 | N/A | Association |  | EQ
TapSchedule | http://iec.ch/TC57/2013/CIM-schema-cim16#TapSchedule | DayType | http://iec.ch/TC57/2013/CIM-schema-cim16#SeasonDayTypeSchedule.DayType | 1..1 | N/A | Association |  | EQ
TapSchedule | http://iec.ch/TC57/2013/CIM-schema-cim16#TapSchedule | timeStep | http://iec.ch/TC57/2013/CIM-schema-cim16#RegularIntervalSchedule.timeStep | 1..1 | Float | Attribute |  | EQ
TapSchedule | http://iec.ch/TC57/2013/CIM-schema-cim16#TapSchedule | endTime | http://iec.ch/TC57/2013/CIM-schema-cim16#RegularIntervalSchedule.endTime | 1..1 | DateTime | Attribute |  | EQ
TapSchedule | http://iec.ch/TC57/2013/CIM-schema-cim16#TapSchedule | startTime | http://iec.ch/TC57/2013/CIM-schema-cim16#BasicIntervalSchedule.startTime | 1..1 | DateTime | Attribute |  | EQ
TapSchedule | http://iec.ch/TC57/2013/CIM-schema-cim16#TapSchedule | value2Unit | http://iec.ch/TC57/2013/CIM-schema-cim16#BasicIntervalSchedule.value2Unit | 0..1 | [http://iec.ch/TC57/2013/CIM-schema-cim16#UnitSymbol.h, http://iec.ch/TC57/2013/CIM-schema-cim16#UnitSymbol.g, http://iec.ch/TC57/2013/CIM-schema-cim16#UnitSymbol.m2, http://iec.ch/TC57/2013/CIM-schema-cim16#UnitSymbol.degC, http://iec.ch/TC57/2013/CIM-schema-cim16#UnitSymbol.deg, http://iec.ch/TC57/2013/CIM-schema-cim16#UnitSymbol.m3, http://iec.ch/TC57/2013/CIM-schema-cim16#UnitSymbol.Pa, http://iec.ch/TC57/2013/CIM-schema-cim16#UnitSymbol.s, http://iec.ch/TC57/2013/CIM-schema-cim16#UnitSymbol.VAh, http://iec.ch/TC57/2013/CIM-schema-cim16#UnitSymbol.VArh, http://iec.ch/TC57/2013/CIM-schema-cim16#UnitSymbol.m, http://iec.ch/TC57/2013/CIM-schema-cim16#UnitSymbol.VA, http://iec.ch/TC57/2013/CIM-schema-cim16#UnitSymbol.H, http://iec.ch/TC57/2013/CIM-schema-cim16#UnitSymbol.F, http://iec.ch/TC57/2013/CIM-schema-cim16#UnitSymbol.none, http://iec.ch/TC57/2013/CIM-schema-cim16#UnitSymbol.Wh, http://iec.ch/TC57/2013/CIM-schema-cim16#UnitSymbol.A, http://iec.ch/TC57/2013/CIM-schema-cim16#UnitSymbol.ohm, http://iec.ch/TC57/2013/CIM-schema-cim16#UnitSymbol.VAr, http://iec.ch/TC57/2013/CIM-schema-cim16#UnitSymbol.W, http://iec.ch/TC57/2013/CIM-schema-cim16#UnitSymbol.min, http://iec.ch/TC57/2013/CIM-schema-cim16#UnitSymbol.V, http://iec.ch/TC57/2013/CIM-schema-cim16#UnitSymbol.S, http://iec.ch/TC57/2013/CIM-schema-cim16#UnitSymbol.Hz, http://iec.ch/TC57/2013/CIM-schema-cim16#UnitSymbol.rad, http://iec.ch/TC57/2013/CIM-schema-cim16#UnitSymbol.N, http://iec.ch/TC57/2013/CIM-schema-cim16#UnitSymbol.J] | Enumeration |  | EQ
TapSchedule | http://iec.ch/TC57/2013/CIM-schema-cim16#TapSchedule | value1Unit | http://iec.ch/TC57/2013/CIM-schema-cim16#BasicIntervalSchedule.value1Unit | 1..1 | [http://iec.ch/TC57/2013/CIM-schema-cim16#UnitSymbol.h, http://iec.ch/TC57/2013/CIM-schema-cim16#UnitSymbol.g, http://iec.ch/TC57/2013/CIM-schema-cim16#UnitSymbol.m2, http://iec.ch/TC57/2013/CIM-schema-cim16#UnitSymbol.degC, http://iec.ch/TC57/2013/CIM-schema-cim16#UnitSymbol.deg, http://iec.ch/TC57/2013/CIM-schema-cim16#UnitSymbol.m3, http://iec.ch/TC57/2013/CIM-schema-cim16#UnitSymbol.Pa, http://iec.ch/TC57/2013/CIM-schema-cim16#UnitSymbol.s, http://iec.ch/TC57/2013/CIM-schema-cim16#UnitSymbol.VAh, http://iec.ch/TC57/2013/CIM-schema-cim16#UnitSymbol.VArh, http://iec.ch/TC57/2013/CIM-schema-cim16#UnitSymbol.m, http://iec.ch/TC57/2013/CIM-schema-cim16#UnitSymbol.VA, http://iec.ch/TC57/2013/CIM-schema-cim16#UnitSymbol.H, http://iec.ch/TC57/2013/CIM-schema-cim16#UnitSymbol.F, http://iec.ch/TC57/2013/CIM-schema-cim16#UnitSymbol.none, http://iec.ch/TC57/2013/CIM-schema-cim16#UnitSymbol.Wh, http://iec.ch/TC57/2013/CIM-schema-cim16#UnitSymbol.A, http://iec.ch/TC57/2013/CIM-schema-cim16#UnitSymbol.ohm, http://iec.ch/TC57/2013/CIM-schema-cim16#UnitSymbol.VAr, http://iec.ch/TC57/2013/CIM-schema-cim16#UnitSymbol.W, http://iec.ch/TC57/2013/CIM-schema-cim16#UnitSymbol.min, http://iec.ch/TC57/2013/CIM-schema-cim16#UnitSymbol.V, http://iec.ch/TC57/2013/CIM-schema-cim16#UnitSymbol.S, http://iec.ch/TC57/2013/CIM-schema-cim16#UnitSymbol.Hz, http://iec.ch/TC57/2013/CIM-schema-cim16#UnitSymbol.rad, http://iec.ch/TC57/2013/CIM-schema-cim16#UnitSymbol.N, http://iec.ch/TC57/2013/CIM-schema-cim16#UnitSymbol.J] | Enumeration |  | EQ
TapSchedule | http://iec.ch/TC57/2013/CIM-schema-cim16#TapSchedule | energyIdentCodeEic | http://entsoe.eu/CIM/SchemaExtension/3/1#IdentifiedObject.energyIdentCodeEic | 0..1 | String | Attribute |  | EQ
TapSchedule | http://iec.ch/TC57/2013/CIM-schema-cim16#TapSchedule | name | http://iec.ch/TC57/2013/CIM-schema-cim16#IdentifiedObject.name | 1..1 | String | Attribute |  | EQ
TapSchedule | http://iec.ch/TC57/2013/CIM-schema-cim16#TapSchedule | mRID | http://iec.ch/TC57/2013/CIM-schema-cim16#IdentifiedObject.mRID | 0..1 | String | Attribute |  | EQ
TapSchedule | http://iec.ch/TC57/2013/CIM-schema-cim16#TapSchedule | shortName | http://entsoe.eu/CIM/SchemaExtension/3/1#IdentifiedObject.shortName | 0..1 | String | Attribute |  | EQ
TapSchedule | http://iec.ch/TC57/2013/CIM-schema-cim16#TapSchedule | description | http://iec.ch/TC57/2013/CIM-schema-cim16#IdentifiedObject.description | 0..1 | String | Attribute |  | EQ
LinearShuntCompensator | http://iec.ch/TC57/2013/CIM-schema-cim16#LinearShuntCompensator | gPerSection | http://iec.ch/TC57/2013/CIM-schema-cim16#LinearShuntCompensator.gPerSection | 1..1 | Float | Attribute |  | EQ
LinearShuntCompensator | http://iec.ch/TC57/2013/CIM-schema-cim16#LinearShuntCompensator | g0PerSection | http://iec.ch/TC57/2013/CIM-schema-cim16#LinearShuntCompensator.g0PerSection | 1..1 | Float | Attribute |  | EQ
LinearShuntCompensator | http://iec.ch/TC57/2013/CIM-schema-cim16#LinearShuntCompensator | bPerSection | http://iec.ch/TC57/2013/CIM-schema-cim16#LinearShuntCompensator.bPerSection | 1..1 | Float | Attribute |  | EQ
LinearShuntCompensator | http://iec.ch/TC57/2013/CIM-schema-cim16#LinearShuntCompensator | b0PerSection | http://iec.ch/TC57/2013/CIM-schema-cim16#LinearShuntCompensator.b0PerSection | 1..1 | Float | Attribute |  | EQ
LinearShuntCompensator | http://iec.ch/TC57/2013/CIM-schema-cim16#LinearShuntCompensator | normalSections | http://iec.ch/TC57/2013/CIM-schema-cim16#ShuntCompensator.normalSections | 1..1 | Integer | Attribute |  | EQ
LinearShuntCompensator | http://iec.ch/TC57/2013/CIM-schema-cim16#LinearShuntCompensator | switchOnCount | http://iec.ch/TC57/2013/CIM-schema-cim16#ShuntCompensator.switchOnCount | 0..1 | Integer | Attribute |  | EQ
LinearShuntCompensator | http://iec.ch/TC57/2013/CIM-schema-cim16#LinearShuntCompensator | voltageSensitivity | http://iec.ch/TC57/2013/CIM-schema-cim16#ShuntCompensator.voltageSensitivity | 0..1 | Float | Attribute |  | EQ
LinearShuntCompensator | http://iec.ch/TC57/2013/CIM-schema-cim16#LinearShuntCompensator | nomU | http://iec.ch/TC57/2013/CIM-schema-cim16#ShuntCompensator.nomU | 1..1 | Float | Attribute |  | EQ
LinearShuntCompensator | http://iec.ch/TC57/2013/CIM-schema-cim16#LinearShuntCompensator | switchOnDate | http://iec.ch/TC57/2013/CIM-schema-cim16#ShuntCompensator.switchOnDate | 0..1 | DateTime | Attribute |  | EQ
LinearShuntCompensator | http://iec.ch/TC57/2013/CIM-schema-cim16#LinearShuntCompensator | grounded | http://iec.ch/TC57/2013/CIM-schema-cim16#ShuntCompensator.grounded | 0..1 | Boolean | Attribute |  | EQ
LinearShuntCompensator | http://iec.ch/TC57/2013/CIM-schema-cim16#LinearShuntCompensator | aVRDelay | http://iec.ch/TC57/2013/CIM-schema-cim16#ShuntCompensator.aVRDelay | 0..1 | Float | Attribute |  | EQ
LinearShuntCompensator | http://iec.ch/TC57/2013/CIM-schema-cim16#LinearShuntCompensator | maximumSections | http://iec.ch/TC57/2013/CIM-schema-cim16#ShuntCompensator.maximumSections | 1..1 | Integer | Attribute |  | EQ
LinearShuntCompensator | http://iec.ch/TC57/2013/CIM-schema-cim16#LinearShuntCompensator | RegulatingControl | http://iec.ch/TC57/2013/CIM-schema-cim16#RegulatingCondEq.RegulatingControl | 0..1 | N/A | Association |  | EQ
LinearShuntCompensator | http://iec.ch/TC57/2013/CIM-schema-cim16#LinearShuntCompensator | BaseVoltage | http://iec.ch/TC57/2013/CIM-schema-cim16#ConductingEquipment.BaseVoltage | 0..1 | N/A | Association |  | EQ
LinearShuntCompensator | http://iec.ch/TC57/2013/CIM-schema-cim16#LinearShuntCompensator | aggregate | http://iec.ch/TC57/2013/CIM-schema-cim16#Equipment.aggregate | 0..1 | Boolean | Attribute |  | EQ
LinearShuntCompensator | http://iec.ch/TC57/2013/CIM-schema-cim16#LinearShuntCompensator | EquipmentContainer | http://iec.ch/TC57/2013/CIM-schema-cim16#Equipment.EquipmentContainer | 0..1 | N/A | Association |  | EQ
LinearShuntCompensator | http://iec.ch/TC57/2013/CIM-schema-cim16#LinearShuntCompensator | energyIdentCodeEic | http://entsoe.eu/CIM/SchemaExtension/3/1#IdentifiedObject.energyIdentCodeEic | 0..1 | String | Attribute |  | EQ
LinearShuntCompensator | http://iec.ch/TC57/2013/CIM-schema-cim16#LinearShuntCompensator | name | http://iec.ch/TC57/2013/CIM-schema-cim16#IdentifiedObject.name | 1..1 | String | Attribute |  | EQ
LinearShuntCompensator | http://iec.ch/TC57/2013/CIM-schema-cim16#LinearShuntCompensator | mRID | http://iec.ch/TC57/2013/CIM-schema-cim16#IdentifiedObject.mRID | 0..1 | String | Attribute |  | EQ
LinearShuntCompensator | http://iec.ch/TC57/2013/CIM-schema-cim16#LinearShuntCompensator | shortName | http://entsoe.eu/CIM/SchemaExtension/3/1#IdentifiedObject.shortName | 0..1 | String | Attribute |  | EQ
LinearShuntCompensator | http://iec.ch/TC57/2013/CIM-schema-cim16#LinearShuntCompensator | description | http://iec.ch/TC57/2013/CIM-schema-cim16#IdentifiedObject.description | 0..1 | String | Attribute |  | EQ
DCBreaker | http://iec.ch/TC57/2013/CIM-schema-cim16#DCBreaker | aggregate | http://iec.ch/TC57/2013/CIM-schema-cim16#Equipment.aggregate | 0..1 | Boolean | Attribute |  | EQ
DCBreaker | http://iec.ch/TC57/2013/CIM-schema-cim16#DCBreaker | EquipmentContainer | http://iec.ch/TC57/2013/CIM-schema-cim16#Equipment.EquipmentContainer | 0..1 | N/A | Association |  | EQ
DCBreaker | http://iec.ch/TC57/2013/CIM-schema-cim16#DCBreaker | energyIdentCodeEic | http://entsoe.eu/CIM/SchemaExtension/3/1#IdentifiedObject.energyIdentCodeEic | 0..1 | String | Attribute |  | EQ
DCBreaker | http://iec.ch/TC57/2013/CIM-schema-cim16#DCBreaker | name | http://iec.ch/TC57/2013/CIM-schema-cim16#IdentifiedObject.name | 1..1 | String | Attribute |  | EQ
DCBreaker | http://iec.ch/TC57/2013/CIM-schema-cim16#DCBreaker | mRID | http://iec.ch/TC57/2013/CIM-schema-cim16#IdentifiedObject.mRID | 0..1 | String | Attribute |  | EQ
DCBreaker | http://iec.ch/TC57/2013/CIM-schema-cim16#DCBreaker | shortName | http://entsoe.eu/CIM/SchemaExtension/3/1#IdentifiedObject.shortName | 0..1 | String | Attribute |  | EQ
DCBreaker | http://iec.ch/TC57/2013/CIM-schema-cim16#DCBreaker | description | http://iec.ch/TC57/2013/CIM-schema-cim16#IdentifiedObject.description | 0..1 | String | Attribute |  | EQ
DCEquipmentContainer | http://iec.ch/TC57/2013/CIM-schema-cim16#DCEquipmentContainer | energyIdentCodeEic | http://entsoe.eu/CIM/SchemaExtension/3/1#IdentifiedObject.energyIdentCodeEic | 0..1 | String | Attribute |  | EQ
DCEquipmentContainer | http://iec.ch/TC57/2013/CIM-schema-cim16#DCEquipmentContainer | name | http://iec.ch/TC57/2013/CIM-schema-cim16#IdentifiedObject.name | 1..1 | String | Attribute |  | EQ
DCEquipmentContainer | http://iec.ch/TC57/2013/CIM-schema-cim16#DCEquipmentContainer | mRID | http://iec.ch/TC57/2013/CIM-schema-cim16#IdentifiedObject.mRID | 0..1 | String | Attribute |  | EQ
DCEquipmentContainer | http://iec.ch/TC57/2013/CIM-schema-cim16#DCEquipmentContainer | shortName | http://entsoe.eu/CIM/SchemaExtension/3/1#IdentifiedObject.shortName | 0..1 | String | Attribute |  | EQ
DCEquipmentContainer | http://iec.ch/TC57/2013/CIM-schema-cim16#DCEquipmentContainer | description | http://iec.ch/TC57/2013/CIM-schema-cim16#IdentifiedObject.description | 0..1 | String | Attribute |  | EQ
PhaseTapChangerTabular | http://iec.ch/TC57/2013/CIM-schema-cim16#PhaseTapChangerTabular | PhaseTapChangerTable | http://iec.ch/TC57/2013/CIM-schema-cim16#PhaseTapChangerTabular.PhaseTapChangerTable | 0..1 | N/A | Association |  | EQ
PhaseTapChangerTabular | http://iec.ch/TC57/2013/CIM-schema-cim16#PhaseTapChangerTabular | TransformerEnd | http://iec.ch/TC57/2013/CIM-schema-cim16#PhaseTapChanger.TransformerEnd | 1 | N/A | Association |  | EQ
PhaseTapChangerTabular | http://iec.ch/TC57/2013/CIM-schema-cim16#PhaseTapChangerTabular | neutralU | http://iec.ch/TC57/2013/CIM-schema-cim16#TapChanger.neutralU | 1..1 | Float | Attribute |  | EQ
PhaseTapChangerTabular | http://iec.ch/TC57/2013/CIM-schema-cim16#PhaseTapChangerTabular | neutralStep | http://iec.ch/TC57/2013/CIM-schema-cim16#TapChanger.neutralStep | 1..1 | Integer | Attribute |  | EQ
PhaseTapChangerTabular | http://iec.ch/TC57/2013/CIM-schema-cim16#PhaseTapChangerTabular | TapChangerControl | http://iec.ch/TC57/2013/CIM-schema-cim16#TapChanger.TapChangerControl | 0..1 | N/A | Association |  | EQ
PhaseTapChangerTabular | http://iec.ch/TC57/2013/CIM-schema-cim16#PhaseTapChangerTabular | ltcFlag | http://iec.ch/TC57/2013/CIM-schema-cim16#TapChanger.ltcFlag | 1..1 | Boolean | Attribute |  | EQ
PhaseTapChangerTabular | http://iec.ch/TC57/2013/CIM-schema-cim16#PhaseTapChangerTabular | highStep | http://iec.ch/TC57/2013/CIM-schema-cim16#TapChanger.highStep | 1..1 | Integer | Attribute |  | EQ
PhaseTapChangerTabular | http://iec.ch/TC57/2013/CIM-schema-cim16#PhaseTapChangerTabular | lowStep | http://iec.ch/TC57/2013/CIM-schema-cim16#TapChanger.lowStep | 1..1 | Integer | Attribute |  | EQ
PhaseTapChangerTabular | http://iec.ch/TC57/2013/CIM-schema-cim16#PhaseTapChangerTabular | normalStep | http://iec.ch/TC57/2013/CIM-schema-cim16#TapChanger.normalStep | 1..1 | Integer | Attribute |  | EQ
PhaseTapChangerTabular | http://iec.ch/TC57/2013/CIM-schema-cim16#PhaseTapChangerTabular | energyIdentCodeEic | http://entsoe.eu/CIM/SchemaExtension/3/1#IdentifiedObject.energyIdentCodeEic | 0..1 | String | Attribute |  | EQ
PhaseTapChangerTabular | http://iec.ch/TC57/2013/CIM-schema-cim16#PhaseTapChangerTabular | name | http://iec.ch/TC57/2013/CIM-schema-cim16#IdentifiedObject.name | 1..1 | String | Attribute |  | EQ
PhaseTapChangerTabular | http://iec.ch/TC57/2013/CIM-schema-cim16#PhaseTapChangerTabular | mRID | http://iec.ch/TC57/2013/CIM-schema-cim16#IdentifiedObject.mRID | 0..1 | String | Attribute |  | EQ
PhaseTapChangerTabular | http://iec.ch/TC57/2013/CIM-schema-cim16#PhaseTapChangerTabular | shortName | http://entsoe.eu/CIM/SchemaExtension/3/1#IdentifiedObject.shortName | 0..1 | String | Attribute |  | EQ
PhaseTapChangerTabular | http://iec.ch/TC57/2013/CIM-schema-cim16#PhaseTapChangerTabular | description | http://iec.ch/TC57/2013/CIM-schema-cim16#IdentifiedObject.description | 0..1 | String | Attribute |  | EQ
PowerTransformer | http://iec.ch/TC57/2013/CIM-schema-cim16#PowerTransformer | highSideMinOperatingU | http://iec.ch/TC57/2013/CIM-schema-cim16#PowerTransformer.highSideMinOperatingU | 0..1 | Float | Attribute |  | EQ
PowerTransformer | http://iec.ch/TC57/2013/CIM-schema-cim16#PowerTransformer | beforeShCircuitHighestOperatingCurrent | http://iec.ch/TC57/2013/CIM-schema-cim16#PowerTransformer.beforeShCircuitHighestOperatingCurrent | 0..1 | Float | Attribute |  | EQ
PowerTransformer | http://iec.ch/TC57/2013/CIM-schema-cim16#PowerTransformer | beforeShortCircuitAnglePf | http://iec.ch/TC57/2013/CIM-schema-cim16#PowerTransformer.beforeShortCircuitAnglePf | 0..1 | Float | Attribute |  | EQ
PowerTransformer | http://iec.ch/TC57/2013/CIM-schema-cim16#PowerTransformer | isPartOfGeneratorUnit | http://iec.ch/TC57/2013/CIM-schema-cim16#PowerTransformer.isPartOfGeneratorUnit | 1..1 | Boolean | Attribute |  | EQ
PowerTransformer | http://iec.ch/TC57/2013/CIM-schema-cim16#PowerTransformer | beforeShCircuitHighestOperatingVoltage | http://iec.ch/TC57/2013/CIM-schema-cim16#PowerTransformer.beforeShCircuitHighestOperatingVoltage | 0..1 | Float | Attribute |  | EQ
PowerTransformer | http://iec.ch/TC57/2013/CIM-schema-cim16#PowerTransformer | operationalValuesConsidered | http://iec.ch/TC57/2013/CIM-schema-cim16#PowerTransformer.operationalValuesConsidered | 0..1 | Boolean | Attribute |  | EQ
PowerTransformer | http://iec.ch/TC57/2013/CIM-schema-cim16#PowerTransformer | BaseVoltage | http://iec.ch/TC57/2013/CIM-schema-cim16#ConductingEquipment.BaseVoltage | 0..1 | N/A | Association |  | EQ
PowerTransformer | http://iec.ch/TC57/2013/CIM-schema-cim16#PowerTransformer | aggregate | http://iec.ch/TC57/2013/CIM-schema-cim16#Equipment.aggregate | 0..1 | Boolean | Attribute |  | EQ
PowerTransformer | http://iec.ch/TC57/2013/CIM-schema-cim16#PowerTransformer | EquipmentContainer | http://iec.ch/TC57/2013/CIM-schema-cim16#Equipment.EquipmentContainer | 0..1 | N/A | Association |  | EQ
PowerTransformer | http://iec.ch/TC57/2013/CIM-schema-cim16#PowerTransformer | energyIdentCodeEic | http://entsoe.eu/CIM/SchemaExtension/3/1#IdentifiedObject.energyIdentCodeEic | 0..1 | String | Attribute |  | EQ
PowerTransformer | http://iec.ch/TC57/2013/CIM-schema-cim16#PowerTransformer | name | http://iec.ch/TC57/2013/CIM-schema-cim16#IdentifiedObject.name | 1..1 | String | Attribute |  | EQ
PowerTransformer | http://iec.ch/TC57/2013/CIM-schema-cim16#PowerTransformer | mRID | http://iec.ch/TC57/2013/CIM-schema-cim16#IdentifiedObject.mRID | 0..1 | String | Attribute |  | EQ
PowerTransformer | http://iec.ch/TC57/2013/CIM-schema-cim16#PowerTransformer | shortName | http://entsoe.eu/CIM/SchemaExtension/3/1#IdentifiedObject.shortName | 0..1 | String | Attribute |  | EQ
PowerTransformer | http://iec.ch/TC57/2013/CIM-schema-cim16#PowerTransformer | description | http://iec.ch/TC57/2013/CIM-schema-cim16#IdentifiedObject.description | 0..1 | String | Attribute |  | EQ
ConnectivityNode | http://iec.ch/TC57/2013/CIM-schema-cim16#ConnectivityNode | ConnectivityNodeContainer | http://iec.ch/TC57/2013/CIM-schema-cim16#ConnectivityNode.ConnectivityNodeContainer | 1 | N/A | Association |  | EQ
ConnectivityNode | http://iec.ch/TC57/2013/CIM-schema-cim16#ConnectivityNode | energyIdentCodeEic | http://entsoe.eu/CIM/SchemaExtension/3/1#IdentifiedObject.energyIdentCodeEic | 0..1 | String | Attribute |  | EQ
ConnectivityNode | http://iec.ch/TC57/2013/CIM-schema-cim16#ConnectivityNode | name | http://iec.ch/TC57/2013/CIM-schema-cim16#IdentifiedObject.name | 1..1 | String | Attribute |  | EQ
ConnectivityNode | http://iec.ch/TC57/2013/CIM-schema-cim16#ConnectivityNode | mRID | http://iec.ch/TC57/2013/CIM-schema-cim16#IdentifiedObject.mRID | 0..1 | String | Attribute |  | EQ
ConnectivityNode | http://iec.ch/TC57/2013/CIM-schema-cim16#ConnectivityNode | shortName | http://entsoe.eu/CIM/SchemaExtension/3/1#IdentifiedObject.shortName | 0..1 | String | Attribute |  | EQ
ConnectivityNode | http://iec.ch/TC57/2013/CIM-schema-cim16#ConnectivityNode | description | http://iec.ch/TC57/2013/CIM-schema-cim16#IdentifiedObject.description | 0..1 | String | Attribute |  | EQ
Line | http://iec.ch/TC57/2013/CIM-schema-cim16#Line | Region | http://iec.ch/TC57/2013/CIM-schema-cim16#Line.Region | 0..1 | N/A | Association |  | EQ
Line | http://iec.ch/TC57/2013/CIM-schema-cim16#Line | energyIdentCodeEic | http://entsoe.eu/CIM/SchemaExtension/3/1#IdentifiedObject.energyIdentCodeEic | 0..1 | String | Attribute |  | EQ
Line | http://iec.ch/TC57/2013/CIM-schema-cim16#Line | name | http://iec.ch/TC57/2013/CIM-schema-cim16#IdentifiedObject.name | 1..1 | String | Attribute |  | EQ
Line | http://iec.ch/TC57/2013/CIM-schema-cim16#Line | mRID | http://iec.ch/TC57/2013/CIM-schema-cim16#IdentifiedObject.mRID | 0..1 | String | Attribute |  | EQ
Line | http://iec.ch/TC57/2013/CIM-schema-cim16#Line | shortName | http://entsoe.eu/CIM/SchemaExtension/3/1#IdentifiedObject.shortName | 0..1 | String | Attribute |  | EQ
Line | http://iec.ch/TC57/2013/CIM-schema-cim16#Line | description | http://iec.ch/TC57/2013/CIM-schema-cim16#IdentifiedObject.description | 0..1 | String | Attribute |  | EQ
StringMeasurement | http://iec.ch/TC57/2013/CIM-schema-cim16#StringMeasurement | Terminal | http://iec.ch/TC57/2013/CIM-schema-cim16#Measurement.Terminal | 0..1 | N/A | Association |  | EQ
StringMeasurement | http://iec.ch/TC57/2013/CIM-schema-cim16#StringMeasurement | phases | http://iec.ch/TC57/2013/CIM-schema-cim16#Measurement.phases | 0..1 | [http://iec.ch/TC57/2013/CIM-schema-cim16#PhaseCode.BN, http://iec.ch/TC57/2013/CIM-schema-cim16#PhaseCode.ABCN, http://iec.ch/TC57/2013/CIM-schema-cim16#PhaseCode.s12N, http://iec.ch/TC57/2013/CIM-schema-cim16#PhaseCode.s12, http://iec.ch/TC57/2013/CIM-schema-cim16#PhaseCode.ABN, http://iec.ch/TC57/2013/CIM-schema-cim16#PhaseCode.BC, http://iec.ch/TC57/2013/CIM-schema-cim16#PhaseCode.BCN, http://iec.ch/TC57/2013/CIM-schema-cim16#PhaseCode.N, http://iec.ch/TC57/2013/CIM-schema-cim16#PhaseCode.s2N, http://iec.ch/TC57/2013/CIM-schema-cim16#PhaseCode.ABC, http://iec.ch/TC57/2013/CIM-schema-cim16#PhaseCode.s1, http://iec.ch/TC57/2013/CIM-schema-cim16#PhaseCode.s2, http://iec.ch/TC57/2013/CIM-schema-cim16#PhaseCode.AN, http://iec.ch/TC57/2013/CIM-schema-cim16#PhaseCode.B, http://iec.ch/TC57/2013/CIM-schema-cim16#PhaseCode.A, http://iec.ch/TC57/2013/CIM-schema-cim16#PhaseCode.CN, http://iec.ch/TC57/2013/CIM-schema-cim16#PhaseCode.C, http://iec.ch/TC57/2013/CIM-schema-cim16#PhaseCode.AB, http://iec.ch/TC57/2013/CIM-schema-cim16#PhaseCode.ACN, http://iec.ch/TC57/2013/CIM-schema-cim16#PhaseCode.AC, http://iec.ch/TC57/2013/CIM-schema-cim16#PhaseCode.s1N] | Enumeration |  | EQ
StringMeasurement | http://iec.ch/TC57/2013/CIM-schema-cim16#StringMeasurement | measurementType | http://iec.ch/TC57/2013/CIM-schema-cim16#Measurement.measurementType | 1..1 | String | Attribute |  | EQ
StringMeasurement | http://iec.ch/TC57/2013/CIM-schema-cim16#StringMeasurement | unitSymbol | http://iec.ch/TC57/2013/CIM-schema-cim16#Measurement.unitSymbol | 1..1 | [http://iec.ch/TC57/2013/CIM-schema-cim16#UnitSymbol.h, http://iec.ch/TC57/2013/CIM-schema-cim16#UnitSymbol.g, http://iec.ch/TC57/2013/CIM-schema-cim16#UnitSymbol.m2, http://iec.ch/TC57/2013/CIM-schema-cim16#UnitSymbol.degC, http://iec.ch/TC57/2013/CIM-schema-cim16#UnitSymbol.deg, http://iec.ch/TC57/2013/CIM-schema-cim16#UnitSymbol.m3, http://iec.ch/TC57/2013/CIM-schema-cim16#UnitSymbol.Pa, http://iec.ch/TC57/2013/CIM-schema-cim16#UnitSymbol.s, http://iec.ch/TC57/2013/CIM-schema-cim16#UnitSymbol.VAh, http://iec.ch/TC57/2013/CIM-schema-cim16#UnitSymbol.VArh, http://iec.ch/TC57/2013/CIM-schema-cim16#UnitSymbol.m, http://iec.ch/TC57/2013/CIM-schema-cim16#UnitSymbol.VA, http://iec.ch/TC57/2013/CIM-schema-cim16#UnitSymbol.H, http://iec.ch/TC57/2013/CIM-schema-cim16#UnitSymbol.F, http://iec.ch/TC57/2013/CIM-schema-cim16#UnitSymbol.none, http://iec.ch/TC57/2013/CIM-schema-cim16#UnitSymbol.Wh, http://iec.ch/TC57/2013/CIM-schema-cim16#UnitSymbol.A, http://iec.ch/TC57/2013/CIM-schema-cim16#UnitSymbol.ohm, http://iec.ch/TC57/2013/CIM-schema-cim16#UnitSymbol.VAr, http://iec.ch/TC57/2013/CIM-schema-cim16#UnitSymbol.W, http://iec.ch/TC57/2013/CIM-schema-cim16#UnitSymbol.min, http://iec.ch/TC57/2013/CIM-schema-cim16#UnitSymbol.V, http://iec.ch/TC57/2013/CIM-schema-cim16#UnitSymbol.S, http://iec.ch/TC57/2013/CIM-schema-cim16#UnitSymbol.Hz, http://iec.ch/TC57/2013/CIM-schema-cim16#UnitSymbol.rad, http://iec.ch/TC57/2013/CIM-schema-cim16#UnitSymbol.N, http://iec.ch/TC57/2013/CIM-schema-cim16#UnitSymbol.J] | Enumeration |  | EQ
StringMeasurement | http://iec.ch/TC57/2013/CIM-schema-cim16#StringMeasurement | PowerSystemResource | http://iec.ch/TC57/2013/CIM-schema-cim16#Measurement.PowerSystemResource | 1..1 | N/A | Association |  | EQ
StringMeasurement | http://iec.ch/TC57/2013/CIM-schema-cim16#StringMeasurement | unitMultiplier | http://iec.ch/TC57/2013/CIM-schema-cim16#Measurement.unitMultiplier | 1..1 | [http://iec.ch/TC57/2013/CIM-schema-cim16#UnitMultiplier.micro, http://iec.ch/TC57/2013/CIM-schema-cim16#UnitMultiplier.k, http://iec.ch/TC57/2013/CIM-schema-cim16#UnitMultiplier.d, http://iec.ch/TC57/2013/CIM-schema-cim16#UnitMultiplier.m, http://iec.ch/TC57/2013/CIM-schema-cim16#UnitMultiplier.p, http://iec.ch/TC57/2013/CIM-schema-cim16#UnitMultiplier.n, http://iec.ch/TC57/2013/CIM-schema-cim16#UnitMultiplier.T, http://iec.ch/TC57/2013/CIM-schema-cim16#UnitMultiplier.c, http://iec.ch/TC57/2013/CIM-schema-cim16#UnitMultiplier.G, http://iec.ch/TC57/2013/CIM-schema-cim16#UnitMultiplier.none, http://iec.ch/TC57/2013/CIM-schema-cim16#UnitMultiplier.M] | Enumeration |  | EQ
StringMeasurement | http://iec.ch/TC57/2013/CIM-schema-cim16#StringMeasurement | energyIdentCodeEic | http://entsoe.eu/CIM/SchemaExtension/3/1#IdentifiedObject.energyIdentCodeEic | 0..1 | String | Attribute |  | EQ
StringMeasurement | http://iec.ch/TC57/2013/CIM-schema-cim16#StringMeasurement | name | http://iec.ch/TC57/2013/CIM-schema-cim16#IdentifiedObject.name | 1..1 | String | Attribute |  | EQ
StringMeasurement | http://iec.ch/TC57/2013/CIM-schema-cim16#StringMeasurement | mRID | http://iec.ch/TC57/2013/CIM-schema-cim16#IdentifiedObject.mRID | 0..1 | String | Attribute |  | EQ
StringMeasurement | http://iec.ch/TC57/2013/CIM-schema-cim16#StringMeasurement | shortName | http://entsoe.eu/CIM/SchemaExtension/3/1#IdentifiedObject.shortName | 0..1 | String | Attribute |  | EQ
StringMeasurement | http://iec.ch/TC57/2013/CIM-schema-cim16#StringMeasurement | description | http://iec.ch/TC57/2013/CIM-schema-cim16#IdentifiedObject.description | 0..1 | String | Attribute |  | EQ
ActivePowerLimit | http://iec.ch/TC57/2013/CIM-schema-cim16#ActivePowerLimit | value | http://iec.ch/TC57/2013/CIM-schema-cim16#ActivePowerLimit.value | 1..1 | Float | Attribute |  | EQ
ActivePowerLimit | http://iec.ch/TC57/2013/CIM-schema-cim16#ActivePowerLimit | OperationalLimitType | http://iec.ch/TC57/2013/CIM-schema-cim16#OperationalLimit.OperationalLimitType | 1..1 | N/A | Association |  | EQ
ActivePowerLimit | http://iec.ch/TC57/2013/CIM-schema-cim16#ActivePowerLimit | OperationalLimitSet | http://iec.ch/TC57/2013/CIM-schema-cim16#OperationalLimit.OperationalLimitSet | 1 | N/A | Association |  | EQ
ActivePowerLimit | http://iec.ch/TC57/2013/CIM-schema-cim16#ActivePowerLimit | energyIdentCodeEic | http://entsoe.eu/CIM/SchemaExtension/3/1#IdentifiedObject.energyIdentCodeEic | 0..1 | String | Attribute |  | EQ
ActivePowerLimit | http://iec.ch/TC57/2013/CIM-schema-cim16#ActivePowerLimit | name | http://iec.ch/TC57/2013/CIM-schema-cim16#IdentifiedObject.name | 1..1 | String | Attribute |  | EQ
ActivePowerLimit | http://iec.ch/TC57/2013/CIM-schema-cim16#ActivePowerLimit | mRID | http://iec.ch/TC57/2013/CIM-schema-cim16#IdentifiedObject.mRID | 0..1 | String | Attribute |  | EQ
ActivePowerLimit | http://iec.ch/TC57/2013/CIM-schema-cim16#ActivePowerLimit | shortName | http://entsoe.eu/CIM/SchemaExtension/3/1#IdentifiedObject.shortName | 0..1 | String | Attribute |  | EQ
ActivePowerLimit | http://iec.ch/TC57/2013/CIM-schema-cim16#ActivePowerLimit | description | http://iec.ch/TC57/2013/CIM-schema-cim16#IdentifiedObject.description | 0..1 | String | Attribute |  | EQ
NonConformLoad | http://iec.ch/TC57/2013/CIM-schema-cim16#NonConformLoad | LoadGroup | http://iec.ch/TC57/2013/CIM-schema-cim16#NonConformLoad.LoadGroup | 1 | N/A | Association |  | EQ
NonConformLoad | http://iec.ch/TC57/2013/CIM-schema-cim16#NonConformLoad | pfixedPct | http://iec.ch/TC57/2013/CIM-schema-cim16#EnergyConsumer.pfixedPct | 0..1 | Float | Attribute |  | EQ
NonConformLoad | http://iec.ch/TC57/2013/CIM-schema-cim16#NonConformLoad | qfixedPct | http://iec.ch/TC57/2013/CIM-schema-cim16#EnergyConsumer.qfixedPct | 0..1 | Float | Attribute |  | EQ
NonConformLoad | http://iec.ch/TC57/2013/CIM-schema-cim16#NonConformLoad | qfixed | http://iec.ch/TC57/2013/CIM-schema-cim16#EnergyConsumer.qfixed | 0..1 | Float | Attribute |  | EQ
NonConformLoad | http://iec.ch/TC57/2013/CIM-schema-cim16#NonConformLoad | LoadResponse | http://iec.ch/TC57/2013/CIM-schema-cim16#EnergyConsumer.LoadResponse | 0..1 | N/A | Association |  | EQ
NonConformLoad | http://iec.ch/TC57/2013/CIM-schema-cim16#NonConformLoad | pfixed | http://iec.ch/TC57/2013/CIM-schema-cim16#EnergyConsumer.pfixed | 0..1 | Float | Attribute |  | EQ
NonConformLoad | http://iec.ch/TC57/2013/CIM-schema-cim16#NonConformLoad | BaseVoltage | http://iec.ch/TC57/2013/CIM-schema-cim16#ConductingEquipment.BaseVoltage | 0..1 | N/A | Association |  | EQ
NonConformLoad | http://iec.ch/TC57/2013/CIM-schema-cim16#NonConformLoad | aggregate | http://iec.ch/TC57/2013/CIM-schema-cim16#Equipment.aggregate | 0..1 | Boolean | Attribute |  | EQ
NonConformLoad | http://iec.ch/TC57/2013/CIM-schema-cim16#NonConformLoad | EquipmentContainer | http://iec.ch/TC57/2013/CIM-schema-cim16#Equipment.EquipmentContainer | 0..1 | N/A | Association |  | EQ
NonConformLoad | http://iec.ch/TC57/2013/CIM-schema-cim16#NonConformLoad | energyIdentCodeEic | http://entsoe.eu/CIM/SchemaExtension/3/1#IdentifiedObject.energyIdentCodeEic | 0..1 | String | Attribute |  | EQ
NonConformLoad | http://iec.ch/TC57/2013/CIM-schema-cim16#NonConformLoad | name | http://iec.ch/TC57/2013/CIM-schema-cim16#IdentifiedObject.name | 1..1 | String | Attribute |  | EQ
NonConformLoad | http://iec.ch/TC57/2013/CIM-schema-cim16#NonConformLoad | mRID | http://iec.ch/TC57/2013/CIM-schema-cim16#IdentifiedObject.mRID | 0..1 | String | Attribute |  | EQ
NonConformLoad | http://iec.ch/TC57/2013/CIM-schema-cim16#NonConformLoad | shortName | http://entsoe.eu/CIM/SchemaExtension/3/1#IdentifiedObject.shortName | 0..1 | String | Attribute |  | EQ
NonConformLoad | http://iec.ch/TC57/2013/CIM-schema-cim16#NonConformLoad | description | http://iec.ch/TC57/2013/CIM-schema-cim16#IdentifiedObject.description | 0..1 | String | Attribute |  | EQ
Bay | http://iec.ch/TC57/2013/CIM-schema-cim16#Bay | VoltageLevel | http://iec.ch/TC57/2013/CIM-schema-cim16#Bay.VoltageLevel | 1 | N/A | Association |  | EQ
Bay | http://iec.ch/TC57/2013/CIM-schema-cim16#Bay | energyIdentCodeEic | http://entsoe.eu/CIM/SchemaExtension/3/1#IdentifiedObject.energyIdentCodeEic | 0..1 | String | Attribute |  | EQ
Bay | http://iec.ch/TC57/2013/CIM-schema-cim16#Bay | name | http://iec.ch/TC57/2013/CIM-schema-cim16#IdentifiedObject.name | 1..1 | String | Attribute |  | EQ
Bay | http://iec.ch/TC57/2013/CIM-schema-cim16#Bay | mRID | http://iec.ch/TC57/2013/CIM-schema-cim16#IdentifiedObject.mRID | 0..1 | String | Attribute |  | EQ
Bay | http://iec.ch/TC57/2013/CIM-schema-cim16#Bay | shortName | http://entsoe.eu/CIM/SchemaExtension/3/1#IdentifiedObject.shortName | 0..1 | String | Attribute |  | EQ
Bay | http://iec.ch/TC57/2013/CIM-schema-cim16#Bay | description | http://iec.ch/TC57/2013/CIM-schema-cim16#IdentifiedObject.description | 0..1 | String | Attribute |  | EQ
PhaseTapChangerAsymmetrical | http://iec.ch/TC57/2013/CIM-schema-cim16#PhaseTapChangerAsymmetrical | windingConnectionAngle | http://iec.ch/TC57/2013/CIM-schema-cim16#PhaseTapChangerAsymmetrical.windingConnectionAngle | 1..1 | Float | Attribute |  | EQ
PhaseTapChangerAsymmetrical | http://iec.ch/TC57/2013/CIM-schema-cim16#PhaseTapChangerAsymmetrical | xMax | http://iec.ch/TC57/2013/CIM-schema-cim16#PhaseTapChangerNonLinear.xMax | 1..1 | Float | Attribute |  | EQ
PhaseTapChangerAsymmetrical | http://iec.ch/TC57/2013/CIM-schema-cim16#PhaseTapChangerAsymmetrical | voltageStepIncrement | http://iec.ch/TC57/2013/CIM-schema-cim16#PhaseTapChangerNonLinear.voltageStepIncrement | 1..1 | Float | Attribute |  | EQ
PhaseTapChangerAsymmetrical | http://iec.ch/TC57/2013/CIM-schema-cim16#PhaseTapChangerAsymmetrical | xMin | http://iec.ch/TC57/2013/CIM-schema-cim16#PhaseTapChangerNonLinear.xMin | 1..1 | Float | Attribute |  | EQ
PhaseTapChangerAsymmetrical | http://iec.ch/TC57/2013/CIM-schema-cim16#PhaseTapChangerAsymmetrical | TransformerEnd | http://iec.ch/TC57/2013/CIM-schema-cim16#PhaseTapChanger.TransformerEnd | 1 | N/A | Association |  | EQ
PhaseTapChangerAsymmetrical | http://iec.ch/TC57/2013/CIM-schema-cim16#PhaseTapChangerAsymmetrical | neutralU | http://iec.ch/TC57/2013/CIM-schema-cim16#TapChanger.neutralU | 1..1 | Float | Attribute |  | EQ
PhaseTapChangerAsymmetrical | http://iec.ch/TC57/2013/CIM-schema-cim16#PhaseTapChangerAsymmetrical | neutralStep | http://iec.ch/TC57/2013/CIM-schema-cim16#TapChanger.neutralStep | 1..1 | Integer | Attribute |  | EQ
PhaseTapChangerAsymmetrical | http://iec.ch/TC57/2013/CIM-schema-cim16#PhaseTapChangerAsymmetrical | TapChangerControl | http://iec.ch/TC57/2013/CIM-schema-cim16#TapChanger.TapChangerControl | 0..1 | N/A | Association |  | EQ
PhaseTapChangerAsymmetrical | http://iec.ch/TC57/2013/CIM-schema-cim16#PhaseTapChangerAsymmetrical | ltcFlag | http://iec.ch/TC57/2013/CIM-schema-cim16#TapChanger.ltcFlag | 1..1 | Boolean | Attribute |  | EQ
PhaseTapChangerAsymmetrical | http://iec.ch/TC57/2013/CIM-schema-cim16#PhaseTapChangerAsymmetrical | highStep | http://iec.ch/TC57/2013/CIM-schema-cim16#TapChanger.highStep | 1..1 | Integer | Attribute |  | EQ
PhaseTapChangerAsymmetrical | http://iec.ch/TC57/2013/CIM-schema-cim16#PhaseTapChangerAsymmetrical | lowStep | http://iec.ch/TC57/2013/CIM-schema-cim16#TapChanger.lowStep | 1..1 | Integer | Attribute |  | EQ
PhaseTapChangerAsymmetrical | http://iec.ch/TC57/2013/CIM-schema-cim16#PhaseTapChangerAsymmetrical | normalStep | http://iec.ch/TC57/2013/CIM-schema-cim16#TapChanger.normalStep | 1..1 | Integer | Attribute |  | EQ
PhaseTapChangerAsymmetrical | http://iec.ch/TC57/2013/CIM-schema-cim16#PhaseTapChangerAsymmetrical | energyIdentCodeEic | http://entsoe.eu/CIM/SchemaExtension/3/1#IdentifiedObject.energyIdentCodeEic | 0..1 | String | Attribute |  | EQ
PhaseTapChangerAsymmetrical | http://iec.ch/TC57/2013/CIM-schema-cim16#PhaseTapChangerAsymmetrical | name | http://iec.ch/TC57/2013/CIM-schema-cim16#IdentifiedObject.name | 1..1 | String | Attribute |  | EQ
PhaseTapChangerAsymmetrical | http://iec.ch/TC57/2013/CIM-schema-cim16#PhaseTapChangerAsymmetrical | mRID | http://iec.ch/TC57/2013/CIM-schema-cim16#IdentifiedObject.mRID | 0..1 | String | Attribute |  | EQ
PhaseTapChangerAsymmetrical | http://iec.ch/TC57/2013/CIM-schema-cim16#PhaseTapChangerAsymmetrical | shortName | http://entsoe.eu/CIM/SchemaExtension/3/1#IdentifiedObject.shortName | 0..1 | String | Attribute |  | EQ
PhaseTapChangerAsymmetrical | http://iec.ch/TC57/2013/CIM-schema-cim16#PhaseTapChangerAsymmetrical | description | http://iec.ch/TC57/2013/CIM-schema-cim16#IdentifiedObject.description | 0..1 | String | Attribute |  | EQ
ApparentPowerLimit | http://iec.ch/TC57/2013/CIM-schema-cim16#ApparentPowerLimit | value | http://iec.ch/TC57/2013/CIM-schema-cim16#ApparentPowerLimit.value | 1..1 | Float | Attribute |  | EQ
ApparentPowerLimit | http://iec.ch/TC57/2013/CIM-schema-cim16#ApparentPowerLimit | OperationalLimitType | http://iec.ch/TC57/2013/CIM-schema-cim16#OperationalLimit.OperationalLimitType | 1..1 | N/A | Association |  | EQ
ApparentPowerLimit | http://iec.ch/TC57/2013/CIM-schema-cim16#ApparentPowerLimit | OperationalLimitSet | http://iec.ch/TC57/2013/CIM-schema-cim16#OperationalLimit.OperationalLimitSet | 1 | N/A | Association |  | EQ
ApparentPowerLimit | http://iec.ch/TC57/2013/CIM-schema-cim16#ApparentPowerLimit | energyIdentCodeEic | http://entsoe.eu/CIM/SchemaExtension/3/1#IdentifiedObject.energyIdentCodeEic | 0..1 | String | Attribute |  | EQ
ApparentPowerLimit | http://iec.ch/TC57/2013/CIM-schema-cim16#ApparentPowerLimit | name | http://iec.ch/TC57/2013/CIM-schema-cim16#IdentifiedObject.name | 1..1 | String | Attribute |  | EQ
ApparentPowerLimit | http://iec.ch/TC57/2013/CIM-schema-cim16#ApparentPowerLimit | mRID | http://iec.ch/TC57/2013/CIM-schema-cim16#IdentifiedObject.mRID | 0..1 | String | Attribute |  | EQ
ApparentPowerLimit | http://iec.ch/TC57/2013/CIM-schema-cim16#ApparentPowerLimit | shortName | http://entsoe.eu/CIM/SchemaExtension/3/1#IdentifiedObject.shortName | 0..1 | String | Attribute |  | EQ
ApparentPowerLimit | http://iec.ch/TC57/2013/CIM-schema-cim16#ApparentPowerLimit | description | http://iec.ch/TC57/2013/CIM-schema-cim16#IdentifiedObject.description | 0..1 | String | Attribute |  | EQ
Command | http://iec.ch/TC57/2013/CIM-schema-cim16#Command | DiscreteValue | http://iec.ch/TC57/2013/CIM-schema-cim16#Command.DiscreteValue | 1 | N/A | Association |  | EQ
Command | http://iec.ch/TC57/2013/CIM-schema-cim16#Command | ValueAliasSet | http://iec.ch/TC57/2013/CIM-schema-cim16#Command.ValueAliasSet | 0..1 | N/A | Association |  | EQ
Command | http://iec.ch/TC57/2013/CIM-schema-cim16#Command | value | http://iec.ch/TC57/2013/CIM-schema-cim16#Command.value | 1..1 | Integer | Attribute |  | EQ
Command | http://iec.ch/TC57/2013/CIM-schema-cim16#Command | normalValue | http://iec.ch/TC57/2013/CIM-schema-cim16#Command.normalValue | 1..1 | Integer | Attribute |  | EQ
Command | http://iec.ch/TC57/2013/CIM-schema-cim16#Command | operationInProgress | http://iec.ch/TC57/2013/CIM-schema-cim16#Control.operationInProgress | 0..1 | Boolean | Attribute |  | EQ
Command | http://iec.ch/TC57/2013/CIM-schema-cim16#Command | controlType | http://iec.ch/TC57/2013/CIM-schema-cim16#Control.controlType | 1..1 | String | Attribute |  | EQ
Command | http://iec.ch/TC57/2013/CIM-schema-cim16#Command | PowerSystemResource | http://iec.ch/TC57/2013/CIM-schema-cim16#Control.PowerSystemResource | 0..1 | N/A | Association |  | EQ
Command | http://iec.ch/TC57/2013/CIM-schema-cim16#Command | unitSymbol | http://iec.ch/TC57/2013/CIM-schema-cim16#Control.unitSymbol | 0..1 | [http://iec.ch/TC57/2013/CIM-schema-cim16#UnitSymbol.h, http://iec.ch/TC57/2013/CIM-schema-cim16#UnitSymbol.g, http://iec.ch/TC57/2013/CIM-schema-cim16#UnitSymbol.m2, http://iec.ch/TC57/2013/CIM-schema-cim16#UnitSymbol.degC, http://iec.ch/TC57/2013/CIM-schema-cim16#UnitSymbol.deg, http://iec.ch/TC57/2013/CIM-schema-cim16#UnitSymbol.m3, http://iec.ch/TC57/2013/CIM-schema-cim16#UnitSymbol.Pa, http://iec.ch/TC57/2013/CIM-schema-cim16#UnitSymbol.s, http://iec.ch/TC57/2013/CIM-schema-cim16#UnitSymbol.VAh, http://iec.ch/TC57/2013/CIM-schema-cim16#UnitSymbol.VArh, http://iec.ch/TC57/2013/CIM-schema-cim16#UnitSymbol.m, http://iec.ch/TC57/2013/CIM-schema-cim16#UnitSymbol.VA, http://iec.ch/TC57/2013/CIM-schema-cim16#UnitSymbol.H, http://iec.ch/TC57/2013/CIM-schema-cim16#UnitSymbol.F, http://iec.ch/TC57/2013/CIM-schema-cim16#UnitSymbol.none, http://iec.ch/TC57/2013/CIM-schema-cim16#UnitSymbol.Wh, http://iec.ch/TC57/2013/CIM-schema-cim16#UnitSymbol.A, http://iec.ch/TC57/2013/CIM-schema-cim16#UnitSymbol.ohm, http://iec.ch/TC57/2013/CIM-schema-cim16#UnitSymbol.VAr, http://iec.ch/TC57/2013/CIM-schema-cim16#UnitSymbol.W, http://iec.ch/TC57/2013/CIM-schema-cim16#UnitSymbol.min, http://iec.ch/TC57/2013/CIM-schema-cim16#UnitSymbol.V, http://iec.ch/TC57/2013/CIM-schema-cim16#UnitSymbol.S, http://iec.ch/TC57/2013/CIM-schema-cim16#UnitSymbol.Hz, http://iec.ch/TC57/2013/CIM-schema-cim16#UnitSymbol.rad, http://iec.ch/TC57/2013/CIM-schema-cim16#UnitSymbol.N, http://iec.ch/TC57/2013/CIM-schema-cim16#UnitSymbol.J] | Enumeration |  | EQ
Command | http://iec.ch/TC57/2013/CIM-schema-cim16#Command | timeStamp | http://iec.ch/TC57/2013/CIM-schema-cim16#Control.timeStamp | 0..1 | DateTime | Attribute |  | EQ
Command | http://iec.ch/TC57/2013/CIM-schema-cim16#Command | unitMultiplier | http://iec.ch/TC57/2013/CIM-schema-cim16#Control.unitMultiplier | 0..1 | [http://iec.ch/TC57/2013/CIM-schema-cim16#UnitMultiplier.micro, http://iec.ch/TC57/2013/CIM-schema-cim16#UnitMultiplier.k, http://iec.ch/TC57/2013/CIM-schema-cim16#UnitMultiplier.d, http://iec.ch/TC57/2013/CIM-schema-cim16#UnitMultiplier.m, http://iec.ch/TC57/2013/CIM-schema-cim16#UnitMultiplier.p, http://iec.ch/TC57/2013/CIM-schema-cim16#UnitMultiplier.n, http://iec.ch/TC57/2013/CIM-schema-cim16#UnitMultiplier.T, http://iec.ch/TC57/2013/CIM-schema-cim16#UnitMultiplier.c, http://iec.ch/TC57/2013/CIM-schema-cim16#UnitMultiplier.G, http://iec.ch/TC57/2013/CIM-schema-cim16#UnitMultiplier.none, http://iec.ch/TC57/2013/CIM-schema-cim16#UnitMultiplier.M] | Enumeration |  | EQ
Command | http://iec.ch/TC57/2013/CIM-schema-cim16#Command | energyIdentCodeEic | http://entsoe.eu/CIM/SchemaExtension/3/1#IdentifiedObject.energyIdentCodeEic | 0..1 | String | Attribute |  | EQ
Command | http://iec.ch/TC57/2013/CIM-schema-cim16#Command | name | http://iec.ch/TC57/2013/CIM-schema-cim16#IdentifiedObject.name | 1..1 | String | Attribute |  | EQ
Command | http://iec.ch/TC57/2013/CIM-schema-cim16#Command | mRID | http://iec.ch/TC57/2013/CIM-schema-cim16#IdentifiedObject.mRID | 0..1 | String | Attribute |  | EQ
Command | http://iec.ch/TC57/2013/CIM-schema-cim16#Command | shortName | http://entsoe.eu/CIM/SchemaExtension/3/1#IdentifiedObject.shortName | 0..1 | String | Attribute |  | EQ
Command | http://iec.ch/TC57/2013/CIM-schema-cim16#Command | description | http://iec.ch/TC57/2013/CIM-schema-cim16#IdentifiedObject.description | 0..1 | String | Attribute |  | EQ
DiscreteValue | http://iec.ch/TC57/2013/CIM-schema-cim16#DiscreteValue | Discrete | http://iec.ch/TC57/2013/CIM-schema-cim16#DiscreteValue.Discrete | 1 | N/A | Association |  | EQ
DiscreteValue | http://iec.ch/TC57/2013/CIM-schema-cim16#DiscreteValue | value | http://iec.ch/TC57/2013/CIM-schema-cim16#DiscreteValue.value | 1..1 | Integer | Attribute |  | EQ
DiscreteValue | http://iec.ch/TC57/2013/CIM-schema-cim16#DiscreteValue | sensorAccuracy | http://iec.ch/TC57/2013/CIM-schema-cim16#MeasurementValue.sensorAccuracy | 0..1 | Float | Attribute |  | EQ
DiscreteValue | http://iec.ch/TC57/2013/CIM-schema-cim16#DiscreteValue | timeStamp | http://iec.ch/TC57/2013/CIM-schema-cim16#MeasurementValue.timeStamp | 0..1 | DateTime | Attribute |  | EQ
DiscreteValue | http://iec.ch/TC57/2013/CIM-schema-cim16#DiscreteValue | MeasurementValueSource | http://iec.ch/TC57/2013/CIM-schema-cim16#MeasurementValue.MeasurementValueSource | 1 | N/A | Association |  | EQ
DiscreteValue | http://iec.ch/TC57/2013/CIM-schema-cim16#DiscreteValue | energyIdentCodeEic | http://entsoe.eu/CIM/SchemaExtension/3/1#IdentifiedObject.energyIdentCodeEic | 0..1 | String | Attribute |  | EQ
DiscreteValue | http://iec.ch/TC57/2013/CIM-schema-cim16#DiscreteValue | name | http://iec.ch/TC57/2013/CIM-schema-cim16#IdentifiedObject.name | 1..1 | String | Attribute |  | EQ
DiscreteValue | http://iec.ch/TC57/2013/CIM-schema-cim16#DiscreteValue | mRID | http://iec.ch/TC57/2013/CIM-schema-cim16#IdentifiedObject.mRID | 0..1 | String | Attribute |  | EQ
DiscreteValue | http://iec.ch/TC57/2013/CIM-schema-cim16#DiscreteValue | shortName | http://entsoe.eu/CIM/SchemaExtension/3/1#IdentifiedObject.shortName | 0..1 | String | Attribute |  | EQ
DiscreteValue | http://iec.ch/TC57/2013/CIM-schema-cim16#DiscreteValue | description | http://iec.ch/TC57/2013/CIM-schema-cim16#IdentifiedObject.description | 0..1 | String | Attribute |  | EQ
VoltageLevel | http://iec.ch/TC57/2013/CIM-schema-cim16#VoltageLevel | BaseVoltage | http://iec.ch/TC57/2013/CIM-schema-cim16#VoltageLevel.BaseVoltage | 1 | N/A | Association |  | EQ
VoltageLevel | http://iec.ch/TC57/2013/CIM-schema-cim16#VoltageLevel | lowVoltageLimit | http://iec.ch/TC57/2013/CIM-schema-cim16#VoltageLevel.lowVoltageLimit | 0..1 | Float | Attribute |  | EQ
VoltageLevel | http://iec.ch/TC57/2013/CIM-schema-cim16#VoltageLevel | highVoltageLimit | http://iec.ch/TC57/2013/CIM-schema-cim16#VoltageLevel.highVoltageLimit | 0..1 | Float | Attribute |  | EQ
VoltageLevel | http://iec.ch/TC57/2013/CIM-schema-cim16#VoltageLevel | Substation | http://iec.ch/TC57/2013/CIM-schema-cim16#VoltageLevel.Substation | 1 | N/A | Association |  | EQ
VoltageLevel | http://iec.ch/TC57/2013/CIM-schema-cim16#VoltageLevel | energyIdentCodeEic | http://entsoe.eu/CIM/SchemaExtension/3/1#IdentifiedObject.energyIdentCodeEic | 0..1 | String | Attribute |  | EQ
VoltageLevel | http://iec.ch/TC57/2013/CIM-schema-cim16#VoltageLevel | name | http://iec.ch/TC57/2013/CIM-schema-cim16#IdentifiedObject.name | 1..1 | String | Attribute |  | EQ
VoltageLevel | http://iec.ch/TC57/2013/CIM-schema-cim16#VoltageLevel | mRID | http://iec.ch/TC57/2013/CIM-schema-cim16#IdentifiedObject.mRID | 0..1 | String | Attribute |  | EQ
VoltageLevel | http://iec.ch/TC57/2013/CIM-schema-cim16#VoltageLevel | shortName | http://entsoe.eu/CIM/SchemaExtension/3/1#IdentifiedObject.shortName | 0..1 | String | Attribute |  | EQ
VoltageLevel | http://iec.ch/TC57/2013/CIM-schema-cim16#VoltageLevel | description | http://iec.ch/TC57/2013/CIM-schema-cim16#IdentifiedObject.description | 0..1 | String | Attribute |  | EQ
AccumulatorLimit | http://iec.ch/TC57/2013/CIM-schema-cim16#AccumulatorLimit | LimitSet | http://iec.ch/TC57/2013/CIM-schema-cim16#AccumulatorLimit.LimitSet | 1 | N/A | Association |  | EQ
AccumulatorLimit | http://iec.ch/TC57/2013/CIM-schema-cim16#AccumulatorLimit | value | http://iec.ch/TC57/2013/CIM-schema-cim16#AccumulatorLimit.value | 1..1 | Integer | Attribute |  | EQ
AccumulatorLimit | http://iec.ch/TC57/2013/CIM-schema-cim16#AccumulatorLimit | energyIdentCodeEic | http://entsoe.eu/CIM/SchemaExtension/3/1#IdentifiedObject.energyIdentCodeEic | 0..1 | String | Attribute |  | EQ
AccumulatorLimit | http://iec.ch/TC57/2013/CIM-schema-cim16#AccumulatorLimit | name | http://iec.ch/TC57/2013/CIM-schema-cim16#IdentifiedObject.name | 1..1 | String | Attribute |  | EQ
AccumulatorLimit | http://iec.ch/TC57/2013/CIM-schema-cim16#AccumulatorLimit | mRID | http://iec.ch/TC57/2013/CIM-schema-cim16#IdentifiedObject.mRID | 0..1 | String | Attribute |  | EQ
AccumulatorLimit | http://iec.ch/TC57/2013/CIM-schema-cim16#AccumulatorLimit | shortName | http://entsoe.eu/CIM/SchemaExtension/3/1#IdentifiedObject.shortName | 0..1 | String | Attribute |  | EQ
AccumulatorLimit | http://iec.ch/TC57/2013/CIM-schema-cim16#AccumulatorLimit | description | http://iec.ch/TC57/2013/CIM-schema-cim16#IdentifiedObject.description | 0..1 | String | Attribute |  | EQ
Switch | http://iec.ch/TC57/2013/CIM-schema-cim16#Switch | ratedCurrent | http://iec.ch/TC57/2013/CIM-schema-cim16#Switch.ratedCurrent | 0..1 | Float | Attribute |  | EQ
Switch | http://iec.ch/TC57/2013/CIM-schema-cim16#Switch | normalOpen | http://iec.ch/TC57/2013/CIM-schema-cim16#Switch.normalOpen | 1..1 | Boolean | Attribute |  | EQ
Switch | http://iec.ch/TC57/2013/CIM-schema-cim16#Switch | retained | http://iec.ch/TC57/2013/CIM-schema-cim16#Switch.retained | 1..1 | Boolean | Attribute |  | EQ
Switch | http://iec.ch/TC57/2013/CIM-schema-cim16#Switch | BaseVoltage | http://iec.ch/TC57/2013/CIM-schema-cim16#ConductingEquipment.BaseVoltage | 0..1 | N/A | Association |  | EQ
Switch | http://iec.ch/TC57/2013/CIM-schema-cim16#Switch | aggregate | http://iec.ch/TC57/2013/CIM-schema-cim16#Equipment.aggregate | 0..1 | Boolean | Attribute |  | EQ
Switch | http://iec.ch/TC57/2013/CIM-schema-cim16#Switch | EquipmentContainer | http://iec.ch/TC57/2013/CIM-schema-cim16#Equipment.EquipmentContainer | 0..1 | N/A | Association |  | EQ
Switch | http://iec.ch/TC57/2013/CIM-schema-cim16#Switch | energyIdentCodeEic | http://entsoe.eu/CIM/SchemaExtension/3/1#IdentifiedObject.energyIdentCodeEic | 0..1 | String | Attribute |  | EQ
Switch | http://iec.ch/TC57/2013/CIM-schema-cim16#Switch | name | http://iec.ch/TC57/2013/CIM-schema-cim16#IdentifiedObject.name | 1..1 | String | Attribute |  | EQ
Switch | http://iec.ch/TC57/2013/CIM-schema-cim16#Switch | mRID | http://iec.ch/TC57/2013/CIM-schema-cim16#IdentifiedObject.mRID | 0..1 | String | Attribute |  | EQ
Switch | http://iec.ch/TC57/2013/CIM-schema-cim16#Switch | shortName | http://entsoe.eu/CIM/SchemaExtension/3/1#IdentifiedObject.shortName | 0..1 | String | Attribute |  | EQ
Switch | http://iec.ch/TC57/2013/CIM-schema-cim16#Switch | description | http://iec.ch/TC57/2013/CIM-schema-cim16#IdentifiedObject.description | 0..1 | String | Attribute |  | EQ
AccumulatorReset | http://iec.ch/TC57/2013/CIM-schema-cim16#AccumulatorReset | AccumulatorValue | http://iec.ch/TC57/2013/CIM-schema-cim16#AccumulatorReset.AccumulatorValue | 1 | N/A | Association |  | EQ
AccumulatorReset | http://iec.ch/TC57/2013/CIM-schema-cim16#AccumulatorReset | operationInProgress | http://iec.ch/TC57/2013/CIM-schema-cim16#Control.operationInProgress | 0..1 | Boolean | Attribute |  | EQ
AccumulatorReset | http://iec.ch/TC57/2013/CIM-schema-cim16#AccumulatorReset | controlType | http://iec.ch/TC57/2013/CIM-schema-cim16#Control.controlType | 1..1 | String | Attribute |  | EQ
AccumulatorReset | http://iec.ch/TC57/2013/CIM-schema-cim16#AccumulatorReset | PowerSystemResource | http://iec.ch/TC57/2013/CIM-schema-cim16#Control.PowerSystemResource | 0..1 | N/A | Association |  | EQ
AccumulatorReset | http://iec.ch/TC57/2013/CIM-schema-cim16#AccumulatorReset | unitSymbol | http://iec.ch/TC57/2013/CIM-schema-cim16#Control.unitSymbol | 0..1 | [http://iec.ch/TC57/2013/CIM-schema-cim16#UnitSymbol.h, http://iec.ch/TC57/2013/CIM-schema-cim16#UnitSymbol.g, http://iec.ch/TC57/2013/CIM-schema-cim16#UnitSymbol.m2, http://iec.ch/TC57/2013/CIM-schema-cim16#UnitSymbol.degC, http://iec.ch/TC57/2013/CIM-schema-cim16#UnitSymbol.deg, http://iec.ch/TC57/2013/CIM-schema-cim16#UnitSymbol.m3, http://iec.ch/TC57/2013/CIM-schema-cim16#UnitSymbol.Pa, http://iec.ch/TC57/2013/CIM-schema-cim16#UnitSymbol.s, http://iec.ch/TC57/2013/CIM-schema-cim16#UnitSymbol.VAh, http://iec.ch/TC57/2013/CIM-schema-cim16#UnitSymbol.VArh, http://iec.ch/TC57/2013/CIM-schema-cim16#UnitSymbol.m, http://iec.ch/TC57/2013/CIM-schema-cim16#UnitSymbol.VA, http://iec.ch/TC57/2013/CIM-schema-cim16#UnitSymbol.H, http://iec.ch/TC57/2013/CIM-schema-cim16#UnitSymbol.F, http://iec.ch/TC57/2013/CIM-schema-cim16#UnitSymbol.none, http://iec.ch/TC57/2013/CIM-schema-cim16#UnitSymbol.Wh, http://iec.ch/TC57/2013/CIM-schema-cim16#UnitSymbol.A, http://iec.ch/TC57/2013/CIM-schema-cim16#UnitSymbol.ohm, http://iec.ch/TC57/2013/CIM-schema-cim16#UnitSymbol.VAr, http://iec.ch/TC57/2013/CIM-schema-cim16#UnitSymbol.W, http://iec.ch/TC57/2013/CIM-schema-cim16#UnitSymbol.min, http://iec.ch/TC57/2013/CIM-schema-cim16#UnitSymbol.V, http://iec.ch/TC57/2013/CIM-schema-cim16#UnitSymbol.S, http://iec.ch/TC57/2013/CIM-schema-cim16#UnitSymbol.Hz, http://iec.ch/TC57/2013/CIM-schema-cim16#UnitSymbol.rad, http://iec.ch/TC57/2013/CIM-schema-cim16#UnitSymbol.N, http://iec.ch/TC57/2013/CIM-schema-cim16#UnitSymbol.J] | Enumeration |  | EQ
AccumulatorReset | http://iec.ch/TC57/2013/CIM-schema-cim16#AccumulatorReset | timeStamp | http://iec.ch/TC57/2013/CIM-schema-cim16#Control.timeStamp | 0..1 | DateTime | Attribute |  | EQ
AccumulatorReset | http://iec.ch/TC57/2013/CIM-schema-cim16#AccumulatorReset | unitMultiplier | http://iec.ch/TC57/2013/CIM-schema-cim16#Control.unitMultiplier | 0..1 | [http://iec.ch/TC57/2013/CIM-schema-cim16#UnitMultiplier.micro, http://iec.ch/TC57/2013/CIM-schema-cim16#UnitMultiplier.k, http://iec.ch/TC57/2013/CIM-schema-cim16#UnitMultiplier.d, http://iec.ch/TC57/2013/CIM-schema-cim16#UnitMultiplier.m, http://iec.ch/TC57/2013/CIM-schema-cim16#UnitMultiplier.p, http://iec.ch/TC57/2013/CIM-schema-cim16#UnitMultiplier.n, http://iec.ch/TC57/2013/CIM-schema-cim16#UnitMultiplier.T, http://iec.ch/TC57/2013/CIM-schema-cim16#UnitMultiplier.c, http://iec.ch/TC57/2013/CIM-schema-cim16#UnitMultiplier.G, http://iec.ch/TC57/2013/CIM-schema-cim16#UnitMultiplier.none, http://iec.ch/TC57/2013/CIM-schema-cim16#UnitMultiplier.M] | Enumeration |  | EQ
AccumulatorReset | http://iec.ch/TC57/2013/CIM-schema-cim16#AccumulatorReset | energyIdentCodeEic | http://entsoe.eu/CIM/SchemaExtension/3/1#IdentifiedObject.energyIdentCodeEic | 0..1 | String | Attribute |  | EQ
AccumulatorReset | http://iec.ch/TC57/2013/CIM-schema-cim16#AccumulatorReset | name | http://iec.ch/TC57/2013/CIM-schema-cim16#IdentifiedObject.name | 1..1 | String | Attribute |  | EQ
AccumulatorReset | http://iec.ch/TC57/2013/CIM-schema-cim16#AccumulatorReset | mRID | http://iec.ch/TC57/2013/CIM-schema-cim16#IdentifiedObject.mRID | 0..1 | String | Attribute |  | EQ
AccumulatorReset | http://iec.ch/TC57/2013/CIM-schema-cim16#AccumulatorReset | shortName | http://entsoe.eu/CIM/SchemaExtension/3/1#IdentifiedObject.shortName | 0..1 | String | Attribute |  | EQ
AccumulatorReset | http://iec.ch/TC57/2013/CIM-schema-cim16#AccumulatorReset | description | http://iec.ch/TC57/2013/CIM-schema-cim16#IdentifiedObject.description | 0..1 | String | Attribute |  | EQ
ExternalNetworkInjection | http://iec.ch/TC57/2013/CIM-schema-cim16#ExternalNetworkInjection | minZ0ToZ1Ratio | http://iec.ch/TC57/2013/CIM-schema-cim16#ExternalNetworkInjection.minZ0ToZ1Ratio | 1..1 | Float | Attribute |  | EQ
ExternalNetworkInjection | http://iec.ch/TC57/2013/CIM-schema-cim16#ExternalNetworkInjection | maxR0ToX0Ratio | http://iec.ch/TC57/2013/CIM-schema-cim16#ExternalNetworkInjection.maxR0ToX0Ratio | 1..1 | Float | Attribute |  | EQ
ExternalNetworkInjection | http://iec.ch/TC57/2013/CIM-schema-cim16#ExternalNetworkInjection | voltageFactor | http://iec.ch/TC57/2013/CIM-schema-cim16#ExternalNetworkInjection.voltageFactor | 0..1 | Float | Attribute |  | EQ
ExternalNetworkInjection | http://iec.ch/TC57/2013/CIM-schema-cim16#ExternalNetworkInjection | maxR1ToX1Ratio | http://iec.ch/TC57/2013/CIM-schema-cim16#ExternalNetworkInjection.maxR1ToX1Ratio | 1..1 | Float | Attribute |  | EQ
ExternalNetworkInjection | http://iec.ch/TC57/2013/CIM-schema-cim16#ExternalNetworkInjection | governorSCD | http://iec.ch/TC57/2013/CIM-schema-cim16#ExternalNetworkInjection.governorSCD | 1..1 | Float | Attribute |  | EQ
ExternalNetworkInjection | http://iec.ch/TC57/2013/CIM-schema-cim16#ExternalNetworkInjection | maxZ0ToZ1Ratio | http://iec.ch/TC57/2013/CIM-schema-cim16#ExternalNetworkInjection.maxZ0ToZ1Ratio | 1..1 | Float | Attribute |  | EQ
ExternalNetworkInjection | http://iec.ch/TC57/2013/CIM-schema-cim16#ExternalNetworkInjection | maxInitialSymShCCurrent | http://iec.ch/TC57/2013/CIM-schema-cim16#ExternalNetworkInjection.maxInitialSymShCCurrent | 1..1 | Float | Attribute |  | EQ
ExternalNetworkInjection | http://iec.ch/TC57/2013/CIM-schema-cim16#ExternalNetworkInjection | maxQ | http://iec.ch/TC57/2013/CIM-schema-cim16#ExternalNetworkInjection.maxQ | 1..1 | Float | Attribute |  | EQ
ExternalNetworkInjection | http://iec.ch/TC57/2013/CIM-schema-cim16#ExternalNetworkInjection | maxP | http://iec.ch/TC57/2013/CIM-schema-cim16#ExternalNetworkInjection.maxP | 1..1 | Float | Attribute |  | EQ
ExternalNetworkInjection | http://iec.ch/TC57/2013/CIM-schema-cim16#ExternalNetworkInjection | minR1ToX1Ratio | http://iec.ch/TC57/2013/CIM-schema-cim16#ExternalNetworkInjection.minR1ToX1Ratio | 1..1 | Float | Attribute |  | EQ
ExternalNetworkInjection | http://iec.ch/TC57/2013/CIM-schema-cim16#ExternalNetworkInjection | ikSecond | http://iec.ch/TC57/2013/CIM-schema-cim16#ExternalNetworkInjection.ikSecond | 0..1 | Boolean | Attribute |  | EQ
ExternalNetworkInjection | http://iec.ch/TC57/2013/CIM-schema-cim16#ExternalNetworkInjection | minInitialSymShCCurrent | http://iec.ch/TC57/2013/CIM-schema-cim16#ExternalNetworkInjection.minInitialSymShCCurrent | 1..1 | Float | Attribute |  | EQ
ExternalNetworkInjection | http://iec.ch/TC57/2013/CIM-schema-cim16#ExternalNetworkInjection | minR0ToX0Ratio | http://iec.ch/TC57/2013/CIM-schema-cim16#ExternalNetworkInjection.minR0ToX0Ratio | 1..1 | Float | Attribute |  | EQ
ExternalNetworkInjection | http://iec.ch/TC57/2013/CIM-schema-cim16#ExternalNetworkInjection | minQ | http://iec.ch/TC57/2013/CIM-schema-cim16#ExternalNetworkInjection.minQ | 1..1 | Float | Attribute |  | EQ
ExternalNetworkInjection | http://iec.ch/TC57/2013/CIM-schema-cim16#ExternalNetworkInjection | minP | http://iec.ch/TC57/2013/CIM-schema-cim16#ExternalNetworkInjection.minP | 1..1 | Float | Attribute |  | EQ
ExternalNetworkInjection | http://iec.ch/TC57/2013/CIM-schema-cim16#ExternalNetworkInjection | RegulatingControl | http://iec.ch/TC57/2013/CIM-schema-cim16#RegulatingCondEq.RegulatingControl | 0..1 | N/A | Association |  | EQ
ExternalNetworkInjection | http://iec.ch/TC57/2013/CIM-schema-cim16#ExternalNetworkInjection | BaseVoltage | http://iec.ch/TC57/2013/CIM-schema-cim16#ConductingEquipment.BaseVoltage | 0..1 | N/A | Association |  | EQ
ExternalNetworkInjection | http://iec.ch/TC57/2013/CIM-schema-cim16#ExternalNetworkInjection | aggregate | http://iec.ch/TC57/2013/CIM-schema-cim16#Equipment.aggregate | 0..1 | Boolean | Attribute |  | EQ
ExternalNetworkInjection | http://iec.ch/TC57/2013/CIM-schema-cim16#ExternalNetworkInjection | EquipmentContainer | http://iec.ch/TC57/2013/CIM-schema-cim16#Equipment.EquipmentContainer | 0..1 | N/A | Association |  | EQ
ExternalNetworkInjection | http://iec.ch/TC57/2013/CIM-schema-cim16#ExternalNetworkInjection | energyIdentCodeEic | http://entsoe.eu/CIM/SchemaExtension/3/1#IdentifiedObject.energyIdentCodeEic | 0..1 | String | Attribute |  | EQ
ExternalNetworkInjection | http://iec.ch/TC57/2013/CIM-schema-cim16#ExternalNetworkInjection | name | http://iec.ch/TC57/2013/CIM-schema-cim16#IdentifiedObject.name | 1..1 | String | Attribute |  | EQ
ExternalNetworkInjection | http://iec.ch/TC57/2013/CIM-schema-cim16#ExternalNetworkInjection | mRID | http://iec.ch/TC57/2013/CIM-schema-cim16#IdentifiedObject.mRID | 0..1 | String | Attribute |  | EQ
ExternalNetworkInjection | http://iec.ch/TC57/2013/CIM-schema-cim16#ExternalNetworkInjection | shortName | http://entsoe.eu/CIM/SchemaExtension/3/1#IdentifiedObject.shortName | 0..1 | String | Attribute |  | EQ
ExternalNetworkInjection | http://iec.ch/TC57/2013/CIM-schema-cim16#ExternalNetworkInjection | description | http://iec.ch/TC57/2013/CIM-schema-cim16#IdentifiedObject.description | 0..1 | String | Attribute |  | EQ
Junction | http://iec.ch/TC57/2013/CIM-schema-cim16#Junction | BaseVoltage | http://iec.ch/TC57/2013/CIM-schema-cim16#ConductingEquipment.BaseVoltage | 0..1 | N/A | Association |  | EQ
Junction | http://iec.ch/TC57/2013/CIM-schema-cim16#Junction | aggregate | http://iec.ch/TC57/2013/CIM-schema-cim16#Equipment.aggregate | 0..1 | Boolean | Attribute |  | EQ
Junction | http://iec.ch/TC57/2013/CIM-schema-cim16#Junction | EquipmentContainer | http://iec.ch/TC57/2013/CIM-schema-cim16#Equipment.EquipmentContainer | 0..1 | N/A | Association |  | EQ
Junction | http://iec.ch/TC57/2013/CIM-schema-cim16#Junction | energyIdentCodeEic | http://entsoe.eu/CIM/SchemaExtension/3/1#IdentifiedObject.energyIdentCodeEic | 0..1 | String | Attribute |  | EQ
Junction | http://iec.ch/TC57/2013/CIM-schema-cim16#Junction | name | http://iec.ch/TC57/2013/CIM-schema-cim16#IdentifiedObject.name | 1..1 | String | Attribute |  | EQ
Junction | http://iec.ch/TC57/2013/CIM-schema-cim16#Junction | mRID | http://iec.ch/TC57/2013/CIM-schema-cim16#IdentifiedObject.mRID | 0..1 | String | Attribute |  | EQ
Junction | http://iec.ch/TC57/2013/CIM-schema-cim16#Junction | shortName | http://entsoe.eu/CIM/SchemaExtension/3/1#IdentifiedObject.shortName | 0..1 | String | Attribute |  | EQ
Junction | http://iec.ch/TC57/2013/CIM-schema-cim16#Junction | description | http://iec.ch/TC57/2013/CIM-schema-cim16#IdentifiedObject.description | 0..1 | String | Attribute |  | EQ
ACDCConverterDCTerminal | http://iec.ch/TC57/2013/CIM-schema-cim16#ACDCConverterDCTerminal | polarity | http://iec.ch/TC57/2013/CIM-schema-cim16#ACDCConverterDCTerminal.polarity | 0..1 | [http://iec.ch/TC57/2013/CIM-schema-cim16#DCPolarityKind.positive, http://iec.ch/TC57/2013/CIM-schema-cim16#DCPolarityKind.middle, http://iec.ch/TC57/2013/CIM-schema-cim16#DCPolarityKind.negative] | Enumeration |  | EQ
ACDCConverterDCTerminal | http://iec.ch/TC57/2013/CIM-schema-cim16#ACDCConverterDCTerminal | DCConductingEquipment | http://iec.ch/TC57/2013/CIM-schema-cim16#ACDCConverterDCTerminal.DCConductingEquipment | 1 | N/A | Association |  | EQ
ACDCConverterDCTerminal | http://iec.ch/TC57/2013/CIM-schema-cim16#ACDCConverterDCTerminal | DCNode | http://iec.ch/TC57/2013/CIM-schema-cim16#DCBaseTerminal.DCNode | 0..1 | N/A | Association |  | EQ
ACDCConverterDCTerminal | http://iec.ch/TC57/2013/CIM-schema-cim16#ACDCConverterDCTerminal | sequenceNumber | http://iec.ch/TC57/2013/CIM-schema-cim16#ACDCTerminal.sequenceNumber | 0..1 | Integer | Attribute |  | EQ
ACDCConverterDCTerminal | http://iec.ch/TC57/2013/CIM-schema-cim16#ACDCConverterDCTerminal | BusNameMarker | http://iec.ch/TC57/2013/CIM-schema-cim16#ACDCTerminal.BusNameMarker | 0..1 | N/A | Association |  | EQ
ACDCConverterDCTerminal | http://iec.ch/TC57/2013/CIM-schema-cim16#ACDCConverterDCTerminal | energyIdentCodeEic | http://entsoe.eu/CIM/SchemaExtension/3/1#IdentifiedObject.energyIdentCodeEic | 0..1 | String | Attribute |  | EQ
ACDCConverterDCTerminal | http://iec.ch/TC57/2013/CIM-schema-cim16#ACDCConverterDCTerminal | name | http://iec.ch/TC57/2013/CIM-schema-cim16#IdentifiedObject.name | 1..1 | String | Attribute |  | EQ
ACDCConverterDCTerminal | http://iec.ch/TC57/2013/CIM-schema-cim16#ACDCConverterDCTerminal | mRID | http://iec.ch/TC57/2013/CIM-schema-cim16#IdentifiedObject.mRID | 0..1 | String | Attribute |  | EQ
ACDCConverterDCTerminal | http://iec.ch/TC57/2013/CIM-schema-cim16#ACDCConverterDCTerminal | shortName | http://entsoe.eu/CIM/SchemaExtension/3/1#IdentifiedObject.shortName | 0..1 | String | Attribute |  | EQ
ACDCConverterDCTerminal | http://iec.ch/TC57/2013/CIM-schema-cim16#ACDCConverterDCTerminal | description | http://iec.ch/TC57/2013/CIM-schema-cim16#IdentifiedObject.description | 0..1 | String | Attribute |  | EQ
DCConverterUnit | http://iec.ch/TC57/2013/CIM-schema-cim16#DCConverterUnit | Substation | http://iec.ch/TC57/2013/CIM-schema-cim16#DCConverterUnit.Substation | 0..1 | N/A | Association |  | EQ
DCConverterUnit | http://iec.ch/TC57/2013/CIM-schema-cim16#DCConverterUnit | operationMode | http://iec.ch/TC57/2013/CIM-schema-cim16#DCConverterUnit.operationMode | 1..1 | [http://iec.ch/TC57/2013/CIM-schema-cim16#DCConverterOperatingModeKind.monopolarGroundReturn, http://iec.ch/TC57/2013/CIM-schema-cim16#DCConverterOperatingModeKind.monopolarMetallicReturn, http://iec.ch/TC57/2013/CIM-schema-cim16#DCConverterOperatingModeKind.bipolar] | Enumeration |  | EQ
DCConverterUnit | http://iec.ch/TC57/2013/CIM-schema-cim16#DCConverterUnit | energyIdentCodeEic | http://entsoe.eu/CIM/SchemaExtension/3/1#IdentifiedObject.energyIdentCodeEic | 0..1 | String | Attribute |  | EQ
DCConverterUnit | http://iec.ch/TC57/2013/CIM-schema-cim16#DCConverterUnit | name | http://iec.ch/TC57/2013/CIM-schema-cim16#IdentifiedObject.name | 1..1 | String | Attribute |  | EQ
DCConverterUnit | http://iec.ch/TC57/2013/CIM-schema-cim16#DCConverterUnit | mRID | http://iec.ch/TC57/2013/CIM-schema-cim16#IdentifiedObject.mRID | 0..1 | String | Attribute |  | EQ
DCConverterUnit | http://iec.ch/TC57/2013/CIM-schema-cim16#DCConverterUnit | shortName | http://entsoe.eu/CIM/SchemaExtension/3/1#IdentifiedObject.shortName | 0..1 | String | Attribute |  | EQ
DCConverterUnit | http://iec.ch/TC57/2013/CIM-schema-cim16#DCConverterUnit | description | http://iec.ch/TC57/2013/CIM-schema-cim16#IdentifiedObject.description | 0..1 | String | Attribute |  | EQ
RatioTapChangerTablePoint | http://iec.ch/TC57/2013/CIM-schema-cim16#RatioTapChangerTablePoint | RatioTapChangerTable | http://iec.ch/TC57/2013/CIM-schema-cim16#RatioTapChangerTablePoint.RatioTapChangerTable | 1 | N/A | Association |  | EQ
RatioTapChangerTablePoint | http://iec.ch/TC57/2013/CIM-schema-cim16#RatioTapChangerTablePoint | x | http://iec.ch/TC57/2013/CIM-schema-cim16#TapChangerTablePoint.x | 0..1 | Float | Attribute |  | EQ
RatioTapChangerTablePoint | http://iec.ch/TC57/2013/CIM-schema-cim16#RatioTapChangerTablePoint | step | http://iec.ch/TC57/2013/CIM-schema-cim16#TapChangerTablePoint.step | 1..1 | Integer | Attribute |  | EQ
RatioTapChangerTablePoint | http://iec.ch/TC57/2013/CIM-schema-cim16#RatioTapChangerTablePoint | b | http://iec.ch/TC57/2013/CIM-schema-cim16#TapChangerTablePoint.b | 0..1 | Float | Attribute |  | EQ
RatioTapChangerTablePoint | http://iec.ch/TC57/2013/CIM-schema-cim16#RatioTapChangerTablePoint | g | http://iec.ch/TC57/2013/CIM-schema-cim16#TapChangerTablePoint.g | 0..1 | Float | Attribute |  | EQ
RatioTapChangerTablePoint | http://iec.ch/TC57/2013/CIM-schema-cim16#RatioTapChangerTablePoint | r | http://iec.ch/TC57/2013/CIM-schema-cim16#TapChangerTablePoint.r | 0..1 | Float | Attribute |  | EQ
RatioTapChangerTablePoint | http://iec.ch/TC57/2013/CIM-schema-cim16#RatioTapChangerTablePoint | ratio | http://iec.ch/TC57/2013/CIM-schema-cim16#TapChangerTablePoint.ratio | 0..1 | Float | Attribute |  | EQ
EnergySchedulingType | http://entsoe.eu/CIM/SchemaExtension/3/1#EnergySchedulingType | energyIdentCodeEic | http://entsoe.eu/CIM/SchemaExtension/3/1#IdentifiedObject.energyIdentCodeEic | 0..1 | String | Attribute |  | EQ
EnergySchedulingType | http://entsoe.eu/CIM/SchemaExtension/3/1#EnergySchedulingType | name | http://iec.ch/TC57/2013/CIM-schema-cim16#IdentifiedObject.name | 1..1 | String | Attribute |  | EQ
EnergySchedulingType | http://entsoe.eu/CIM/SchemaExtension/3/1#EnergySchedulingType | mRID | http://iec.ch/TC57/2013/CIM-schema-cim16#IdentifiedObject.mRID | 0..1 | String | Attribute |  | EQ
EnergySchedulingType | http://entsoe.eu/CIM/SchemaExtension/3/1#EnergySchedulingType | shortName | http://entsoe.eu/CIM/SchemaExtension/3/1#IdentifiedObject.shortName | 0..1 | String | Attribute |  | EQ
EnergySchedulingType | http://entsoe.eu/CIM/SchemaExtension/3/1#EnergySchedulingType | description | http://iec.ch/TC57/2013/CIM-schema-cim16#IdentifiedObject.description | 0..1 | String | Attribute |  | EQ
PowerTransformerEnd | http://iec.ch/TC57/2013/CIM-schema-cim16#PowerTransformerEnd | g0 | http://iec.ch/TC57/2013/CIM-schema-cim16#PowerTransformerEnd.g0 | 1..1 | Float | Attribute |  | EQ
PowerTransformerEnd | http://iec.ch/TC57/2013/CIM-schema-cim16#PowerTransformerEnd | ratedS | http://iec.ch/TC57/2013/CIM-schema-cim16#PowerTransformerEnd.ratedS | 0..1 | Float | Attribute |  | EQ
PowerTransformerEnd | http://iec.ch/TC57/2013/CIM-schema-cim16#PowerTransformerEnd | x0 | http://iec.ch/TC57/2013/CIM-schema-cim16#PowerTransformerEnd.x0 | 1..1 | Float | Attribute |  | EQ
PowerTransformerEnd | http://iec.ch/TC57/2013/CIM-schema-cim16#PowerTransformerEnd | ratedU | http://iec.ch/TC57/2013/CIM-schema-cim16#PowerTransformerEnd.ratedU | 1..1 | Float | Attribute |  | EQ
PowerTransformerEnd | http://iec.ch/TC57/2013/CIM-schema-cim16#PowerTransformerEnd | PowerTransformer | http://iec.ch/TC57/2013/CIM-schema-cim16#PowerTransformerEnd.PowerTransformer | 1..1 | N/A | Association |  | EQ
PowerTransformerEnd | http://iec.ch/TC57/2013/CIM-schema-cim16#PowerTransformerEnd | r | http://iec.ch/TC57/2013/CIM-schema-cim16#PowerTransformerEnd.r | 1..1 | Float | Attribute |  | EQ
PowerTransformerEnd | http://iec.ch/TC57/2013/CIM-schema-cim16#PowerTransformerEnd | phaseAngleClock | http://iec.ch/TC57/2013/CIM-schema-cim16#PowerTransformerEnd.phaseAngleClock | 1..1 | Integer | Attribute |  | EQ
PowerTransformerEnd | http://iec.ch/TC57/2013/CIM-schema-cim16#PowerTransformerEnd | x | http://iec.ch/TC57/2013/CIM-schema-cim16#PowerTransformerEnd.x | 1..1 | Float | Attribute |  | EQ
PowerTransformerEnd | http://iec.ch/TC57/2013/CIM-schema-cim16#PowerTransformerEnd | connectionKind | http://iec.ch/TC57/2013/CIM-schema-cim16#PowerTransformerEnd.connectionKind | 0..1 | [http://iec.ch/TC57/2013/CIM-schema-cim16#WindingConnection.I, http://iec.ch/TC57/2013/CIM-schema-cim16#WindingConnection.D, http://iec.ch/TC57/2013/CIM-schema-cim16#WindingConnection.A, http://iec.ch/TC57/2013/CIM-schema-cim16#WindingConnection.Yn, http://iec.ch/TC57/2013/CIM-schema-cim16#WindingConnection.Y, http://iec.ch/TC57/2013/CIM-schema-cim16#WindingConnection.Zn, http://iec.ch/TC57/2013/CIM-schema-cim16#WindingConnection.Z] | Enumeration |  | EQ
PowerTransformerEnd | http://iec.ch/TC57/2013/CIM-schema-cim16#PowerTransformerEnd | b | http://iec.ch/TC57/2013/CIM-schema-cim16#PowerTransformerEnd.b | 1..1 | Float | Attribute |  | EQ
PowerTransformerEnd | http://iec.ch/TC57/2013/CIM-schema-cim16#PowerTransformerEnd | r0 | http://iec.ch/TC57/2013/CIM-schema-cim16#PowerTransformerEnd.r0 | 1..1 | Float | Attribute |  | EQ
PowerTransformerEnd | http://iec.ch/TC57/2013/CIM-schema-cim16#PowerTransformerEnd | b0 | http://iec.ch/TC57/2013/CIM-schema-cim16#PowerTransformerEnd.b0 | 1..1 | Float | Attribute |  | EQ
PowerTransformerEnd | http://iec.ch/TC57/2013/CIM-schema-cim16#PowerTransformerEnd | g | http://iec.ch/TC57/2013/CIM-schema-cim16#PowerTransformerEnd.g | 0..1 | Float | Attribute |  | EQ
PowerTransformerEnd | http://iec.ch/TC57/2013/CIM-schema-cim16#PowerTransformerEnd | Terminal | http://iec.ch/TC57/2013/CIM-schema-cim16#TransformerEnd.Terminal | 1..1 | N/A | Association |  | EQ
PowerTransformerEnd | http://iec.ch/TC57/2013/CIM-schema-cim16#PowerTransformerEnd | xground | http://iec.ch/TC57/2013/CIM-schema-cim16#TransformerEnd.xground | 0..1 | Float | Attribute |  | EQ
PowerTransformerEnd | http://iec.ch/TC57/2013/CIM-schema-cim16#PowerTransformerEnd | BaseVoltage | http://iec.ch/TC57/2013/CIM-schema-cim16#TransformerEnd.BaseVoltage | 1 | N/A | Association |  | EQ
PowerTransformerEnd | http://iec.ch/TC57/2013/CIM-schema-cim16#PowerTransformerEnd | grounded | http://iec.ch/TC57/2013/CIM-schema-cim16#TransformerEnd.grounded | 1..1 | Boolean | Attribute |  | EQ
PowerTransformerEnd | http://iec.ch/TC57/2013/CIM-schema-cim16#PowerTransformerEnd | endNumber | http://iec.ch/TC57/2013/CIM-schema-cim16#TransformerEnd.endNumber | 1..1 | Integer | Attribute |  | EQ
PowerTransformerEnd | http://iec.ch/TC57/2013/CIM-schema-cim16#PowerTransformerEnd | rground | http://iec.ch/TC57/2013/CIM-schema-cim16#TransformerEnd.rground | 0..1 | Float | Attribute |  | EQ
PowerTransformerEnd | http://iec.ch/TC57/2013/CIM-schema-cim16#PowerTransformerEnd | energyIdentCodeEic | http://entsoe.eu/CIM/SchemaExtension/3/1#IdentifiedObject.energyIdentCodeEic | 0..1 | String | Attribute |  | EQ
PowerTransformerEnd | http://iec.ch/TC57/2013/CIM-schema-cim16#PowerTransformerEnd | name | http://iec.ch/TC57/2013/CIM-schema-cim16#IdentifiedObject.name | 1..1 | String | Attribute |  | EQ
PowerTransformerEnd | http://iec.ch/TC57/2013/CIM-schema-cim16#PowerTransformerEnd | mRID | http://iec.ch/TC57/2013/CIM-schema-cim16#IdentifiedObject.mRID | 0..1 | String | Attribute |  | EQ
PowerTransformerEnd | http://iec.ch/TC57/2013/CIM-schema-cim16#PowerTransformerEnd | shortName | http://entsoe.eu/CIM/SchemaExtension/3/1#IdentifiedObject.shortName | 0..1 | String | Attribute |  | EQ
PowerTransformerEnd | http://iec.ch/TC57/2013/CIM-schema-cim16#PowerTransformerEnd | description | http://iec.ch/TC57/2013/CIM-schema-cim16#IdentifiedObject.description | 0..1 | String | Attribute |  | EQ
AccumulatorLimitSet | http://iec.ch/TC57/2013/CIM-schema-cim16#AccumulatorLimitSet | Measurements | http://iec.ch/TC57/2013/CIM-schema-cim16#AccumulatorLimitSet.Measurements | 0..n | N/A | Association |  | EQ
AccumulatorLimitSet | http://iec.ch/TC57/2013/CIM-schema-cim16#AccumulatorLimitSet | isPercentageLimits | http://iec.ch/TC57/2013/CIM-schema-cim16#LimitSet.isPercentageLimits | 0..1 | Boolean | Attribute |  | EQ
AccumulatorLimitSet | http://iec.ch/TC57/2013/CIM-schema-cim16#AccumulatorLimitSet | energyIdentCodeEic | http://entsoe.eu/CIM/SchemaExtension/3/1#IdentifiedObject.energyIdentCodeEic | 0..1 | String | Attribute |  | EQ
AccumulatorLimitSet | http://iec.ch/TC57/2013/CIM-schema-cim16#AccumulatorLimitSet | name | http://iec.ch/TC57/2013/CIM-schema-cim16#IdentifiedObject.name | 1..1 | String | Attribute |  | EQ
AccumulatorLimitSet | http://iec.ch/TC57/2013/CIM-schema-cim16#AccumulatorLimitSet | mRID | http://iec.ch/TC57/2013/CIM-schema-cim16#IdentifiedObject.mRID | 0..1 | String | Attribute |  | EQ
AccumulatorLimitSet | http://iec.ch/TC57/2013/CIM-schema-cim16#AccumulatorLimitSet | shortName | http://entsoe.eu/CIM/SchemaExtension/3/1#IdentifiedObject.shortName | 0..1 | String | Attribute |  | EQ
AccumulatorLimitSet | http://iec.ch/TC57/2013/CIM-schema-cim16#AccumulatorLimitSet | description | http://iec.ch/TC57/2013/CIM-schema-cim16#IdentifiedObject.description | 0..1 | String | Attribute |  | EQ
DCBusbar | http://iec.ch/TC57/2013/CIM-schema-cim16#DCBusbar | aggregate | http://iec.ch/TC57/2013/CIM-schema-cim16#Equipment.aggregate | 0..1 | Boolean | Attribute |  | EQ
DCBusbar | http://iec.ch/TC57/2013/CIM-schema-cim16#DCBusbar | EquipmentContainer | http://iec.ch/TC57/2013/CIM-schema-cim16#Equipment.EquipmentContainer | 0..1 | N/A | Association |  | EQ
DCBusbar | http://iec.ch/TC57/2013/CIM-schema-cim16#DCBusbar | energyIdentCodeEic | http://entsoe.eu/CIM/SchemaExtension/3/1#IdentifiedObject.energyIdentCodeEic | 0..1 | String | Attribute |  | EQ
DCBusbar | http://iec.ch/TC57/2013/CIM-schema-cim16#DCBusbar | name | http://iec.ch/TC57/2013/CIM-schema-cim16#IdentifiedObject.name | 1..1 | String | Attribute |  | EQ
DCBusbar | http://iec.ch/TC57/2013/CIM-schema-cim16#DCBusbar | mRID | http://iec.ch/TC57/2013/CIM-schema-cim16#IdentifiedObject.mRID | 0..1 | String | Attribute |  | EQ
DCBusbar | http://iec.ch/TC57/2013/CIM-schema-cim16#DCBusbar | shortName | http://entsoe.eu/CIM/SchemaExtension/3/1#IdentifiedObject.shortName | 0..1 | String | Attribute |  | EQ
DCBusbar | http://iec.ch/TC57/2013/CIM-schema-cim16#DCBusbar | description | http://iec.ch/TC57/2013/CIM-schema-cim16#IdentifiedObject.description | 0..1 | String | Attribute |  | EQ
EnergyConsumer | http://iec.ch/TC57/2013/CIM-schema-cim16#EnergyConsumer | pfixedPct | http://iec.ch/TC57/2013/CIM-schema-cim16#EnergyConsumer.pfixedPct | 0..1 | Float | Attribute |  | EQ
EnergyConsumer | http://iec.ch/TC57/2013/CIM-schema-cim16#EnergyConsumer | qfixedPct | http://iec.ch/TC57/2013/CIM-schema-cim16#EnergyConsumer.qfixedPct | 0..1 | Float | Attribute |  | EQ
EnergyConsumer | http://iec.ch/TC57/2013/CIM-schema-cim16#EnergyConsumer | qfixed | http://iec.ch/TC57/2013/CIM-schema-cim16#EnergyConsumer.qfixed | 0..1 | Float | Attribute |  | EQ
EnergyConsumer | http://iec.ch/TC57/2013/CIM-schema-cim16#EnergyConsumer | LoadResponse | http://iec.ch/TC57/2013/CIM-schema-cim16#EnergyConsumer.LoadResponse | 0..1 | N/A | Association |  | EQ
EnergyConsumer | http://iec.ch/TC57/2013/CIM-schema-cim16#EnergyConsumer | pfixed | http://iec.ch/TC57/2013/CIM-schema-cim16#EnergyConsumer.pfixed | 0..1 | Float | Attribute |  | EQ
EnergyConsumer | http://iec.ch/TC57/2013/CIM-schema-cim16#EnergyConsumer | BaseVoltage | http://iec.ch/TC57/2013/CIM-schema-cim16#ConductingEquipment.BaseVoltage | 0..1 | N/A | Association |  | EQ
EnergyConsumer | http://iec.ch/TC57/2013/CIM-schema-cim16#EnergyConsumer | aggregate | http://iec.ch/TC57/2013/CIM-schema-cim16#Equipment.aggregate | 0..1 | Boolean | Attribute |  | EQ
EnergyConsumer | http://iec.ch/TC57/2013/CIM-schema-cim16#EnergyConsumer | EquipmentContainer | http://iec.ch/TC57/2013/CIM-schema-cim16#Equipment.EquipmentContainer | 0..1 | N/A | Association |  | EQ
EnergyConsumer | http://iec.ch/TC57/2013/CIM-schema-cim16#EnergyConsumer | energyIdentCodeEic | http://entsoe.eu/CIM/SchemaExtension/3/1#IdentifiedObject.energyIdentCodeEic | 0..1 | String | Attribute |  | EQ
EnergyConsumer | http://iec.ch/TC57/2013/CIM-schema-cim16#EnergyConsumer | name | http://iec.ch/TC57/2013/CIM-schema-cim16#IdentifiedObject.name | 1..1 | String | Attribute |  | EQ
EnergyConsumer | http://iec.ch/TC57/2013/CIM-schema-cim16#EnergyConsumer | mRID | http://iec.ch/TC57/2013/CIM-schema-cim16#IdentifiedObject.mRID | 0..1 | String | Attribute |  | EQ
EnergyConsumer | http://iec.ch/TC57/2013/CIM-schema-cim16#EnergyConsumer | shortName | http://entsoe.eu/CIM/SchemaExtension/3/1#IdentifiedObject.shortName | 0..1 | String | Attribute |  | EQ
EnergyConsumer | http://iec.ch/TC57/2013/CIM-schema-cim16#EnergyConsumer | description | http://iec.ch/TC57/2013/CIM-schema-cim16#IdentifiedObject.description | 0..1 | String | Attribute |  | EQ
GeneratingUnit | http://iec.ch/TC57/2013/CIM-schema-cim16#GeneratingUnit | ratedNetMaxP | http://iec.ch/TC57/2013/CIM-schema-cim16#GeneratingUnit.ratedNetMaxP | 0..1 | Float | Attribute |  | EQ
GeneratingUnit | http://iec.ch/TC57/2013/CIM-schema-cim16#GeneratingUnit | variableCost | http://iec.ch/TC57/2013/CIM-schema-cim16#GeneratingUnit.variableCost | 0..1 | Decimal | Attribute |  | EQ
GeneratingUnit | http://iec.ch/TC57/2013/CIM-schema-cim16#GeneratingUnit | totalEfficiency | http://iec.ch/TC57/2013/CIM-schema-cim16#GeneratingUnit.totalEfficiency | 0..1 | Float | Attribute |  | EQ
GeneratingUnit | http://iec.ch/TC57/2013/CIM-schema-cim16#GeneratingUnit | startupCost | http://iec.ch/TC57/2013/CIM-schema-cim16#GeneratingUnit.startupCost | 0..1 | Decimal | Attribute |  | EQ
GeneratingUnit | http://iec.ch/TC57/2013/CIM-schema-cim16#GeneratingUnit | governorSCD | http://iec.ch/TC57/2013/CIM-schema-cim16#GeneratingUnit.governorSCD | 0..1 | Float | Attribute |  | EQ
GeneratingUnit | http://iec.ch/TC57/2013/CIM-schema-cim16#GeneratingUnit | ratedGrossMaxP | http://iec.ch/TC57/2013/CIM-schema-cim16#GeneratingUnit.ratedGrossMaxP | 0..1 | Float | Attribute |  | EQ
GeneratingUnit | http://iec.ch/TC57/2013/CIM-schema-cim16#GeneratingUnit | nominalP | http://iec.ch/TC57/2013/CIM-schema-cim16#GeneratingUnit.nominalP | 0..1 | Float | Attribute |  | EQ
GeneratingUnit | http://iec.ch/TC57/2013/CIM-schema-cim16#GeneratingUnit | genControlSource | http://iec.ch/TC57/2013/CIM-schema-cim16#GeneratingUnit.genControlSource | 0..1 | [http://iec.ch/TC57/2013/CIM-schema-cim16#GeneratorControlSource.onAGC, http://iec.ch/TC57/2013/CIM-schema-cim16#GeneratorControlSource.unavailable, http://iec.ch/TC57/2013/CIM-schema-cim16#GeneratorControlSource.plantControl, http://iec.ch/TC57/2013/CIM-schema-cim16#GeneratorControlSource.offAGC] | Enumeration |  | EQ
GeneratingUnit | http://iec.ch/TC57/2013/CIM-schema-cim16#GeneratingUnit | longPF | http://iec.ch/TC57/2013/CIM-schema-cim16#GeneratingUnit.longPF | 0..1 | Float | Attribute |  | EQ
GeneratingUnit | http://iec.ch/TC57/2013/CIM-schema-cim16#GeneratingUnit | maxOperatingP | http://iec.ch/TC57/2013/CIM-schema-cim16#GeneratingUnit.maxOperatingP | 1..1 | Float | Attribute |  | EQ
GeneratingUnit | http://iec.ch/TC57/2013/CIM-schema-cim16#GeneratingUnit | shortPF | http://iec.ch/TC57/2013/CIM-schema-cim16#GeneratingUnit.shortPF | 0..1 | Float | Attribute |  | EQ
GeneratingUnit | http://iec.ch/TC57/2013/CIM-schema-cim16#GeneratingUnit | ratedGrossMinP | http://iec.ch/TC57/2013/CIM-schema-cim16#GeneratingUnit.ratedGrossMinP | 0..1 | Float | Attribute |  | EQ
GeneratingUnit | http://iec.ch/TC57/2013/CIM-schema-cim16#GeneratingUnit | minOperatingP | http://iec.ch/TC57/2013/CIM-schema-cim16#GeneratingUnit.minOperatingP | 1..1 | Float | Attribute |  | EQ
GeneratingUnit | http://iec.ch/TC57/2013/CIM-schema-cim16#GeneratingUnit | maximumAllowableSpinningReserve | http://iec.ch/TC57/2013/CIM-schema-cim16#GeneratingUnit.maximumAllowableSpinningReserve | 0..1 | Float | Attribute |  | EQ
GeneratingUnit | http://iec.ch/TC57/2013/CIM-schema-cim16#GeneratingUnit | initialP | http://iec.ch/TC57/2013/CIM-schema-cim16#GeneratingUnit.initialP | 1..1 | Float | Attribute |  | EQ
GeneratingUnit | http://iec.ch/TC57/2013/CIM-schema-cim16#GeneratingUnit | aggregate | http://iec.ch/TC57/2013/CIM-schema-cim16#Equipment.aggregate | 0..1 | Boolean | Attribute |  | EQ
GeneratingUnit | http://iec.ch/TC57/2013/CIM-schema-cim16#GeneratingUnit | EquipmentContainer | http://iec.ch/TC57/2013/CIM-schema-cim16#Equipment.EquipmentContainer | 0..1 | N/A | Association |  | EQ
GeneratingUnit | http://iec.ch/TC57/2013/CIM-schema-cim16#GeneratingUnit | energyIdentCodeEic | http://entsoe.eu/CIM/SchemaExtension/3/1#IdentifiedObject.energyIdentCodeEic | 0..1 | String | Attribute |  | EQ
GeneratingUnit | http://iec.ch/TC57/2013/CIM-schema-cim16#GeneratingUnit | name | http://iec.ch/TC57/2013/CIM-schema-cim16#IdentifiedObject.name | 1..1 | String | Attribute |  | EQ
GeneratingUnit | http://iec.ch/TC57/2013/CIM-schema-cim16#GeneratingUnit | mRID | http://iec.ch/TC57/2013/CIM-schema-cim16#IdentifiedObject.mRID | 0..1 | String | Attribute |  | EQ
GeneratingUnit | http://iec.ch/TC57/2013/CIM-schema-cim16#GeneratingUnit | shortName | http://entsoe.eu/CIM/SchemaExtension/3/1#IdentifiedObject.shortName | 0..1 | String | Attribute |  | EQ
GeneratingUnit | http://iec.ch/TC57/2013/CIM-schema-cim16#GeneratingUnit | description | http://iec.ch/TC57/2013/CIM-schema-cim16#IdentifiedObject.description | 0..1 | String | Attribute |  | EQ
CsConverter | http://iec.ch/TC57/2013/CIM-schema-cim16#CsConverter | maxGamma | http://iec.ch/TC57/2013/CIM-schema-cim16#CsConverter.maxGamma | 0..1 | Float | Attribute |  | EQ
CsConverter | http://iec.ch/TC57/2013/CIM-schema-cim16#CsConverter | maxAlpha | http://iec.ch/TC57/2013/CIM-schema-cim16#CsConverter.maxAlpha | 0..1 | Float | Attribute |  | EQ
CsConverter | http://iec.ch/TC57/2013/CIM-schema-cim16#CsConverter | maxIdc | http://iec.ch/TC57/2013/CIM-schema-cim16#CsConverter.maxIdc | 0..1 | Float | Attribute |  | EQ
CsConverter | http://iec.ch/TC57/2013/CIM-schema-cim16#CsConverter | minAlpha | http://iec.ch/TC57/2013/CIM-schema-cim16#CsConverter.minAlpha | 0..1 | Float | Attribute |  | EQ
CsConverter | http://iec.ch/TC57/2013/CIM-schema-cim16#CsConverter | ratedIdc | http://iec.ch/TC57/2013/CIM-schema-cim16#CsConverter.ratedIdc | 0..1 | Float | Attribute |  | EQ
CsConverter | http://iec.ch/TC57/2013/CIM-schema-cim16#CsConverter | minGamma | http://iec.ch/TC57/2013/CIM-schema-cim16#CsConverter.minGamma | 0..1 | Float | Attribute |  | EQ
CsConverter | http://iec.ch/TC57/2013/CIM-schema-cim16#CsConverter | minIdc | http://iec.ch/TC57/2013/CIM-schema-cim16#CsConverter.minIdc | 0..1 | Float | Attribute |  | EQ
CsConverter | http://iec.ch/TC57/2013/CIM-schema-cim16#CsConverter | baseS | http://iec.ch/TC57/2013/CIM-schema-cim16#ACDCConverter.baseS | 0..1 | Float | Attribute |  | EQ
CsConverter | http://iec.ch/TC57/2013/CIM-schema-cim16#CsConverter | resistiveLoss | http://iec.ch/TC57/2013/CIM-schema-cim16#ACDCConverter.resistiveLoss | 0..1 | Float | Attribute |  | EQ
CsConverter | http://iec.ch/TC57/2013/CIM-schema-cim16#CsConverter | minUdc | http://iec.ch/TC57/2013/CIM-schema-cim16#ACDCConverter.minUdc | 0..1 | Float | Attribute |  | EQ
CsConverter | http://iec.ch/TC57/2013/CIM-schema-cim16#CsConverter | switchingLoss | http://iec.ch/TC57/2013/CIM-schema-cim16#ACDCConverter.switchingLoss | 0..1 | Float | Attribute |  | EQ
CsConverter | http://iec.ch/TC57/2013/CIM-schema-cim16#CsConverter | numberOfValves | http://iec.ch/TC57/2013/CIM-schema-cim16#ACDCConverter.numberOfValves | 0..1 | Integer | Attribute |  | EQ
CsConverter | http://iec.ch/TC57/2013/CIM-schema-cim16#CsConverter | ratedUdc | http://iec.ch/TC57/2013/CIM-schema-cim16#ACDCConverter.ratedUdc | 0..1 | Float | Attribute |  | EQ
CsConverter | http://iec.ch/TC57/2013/CIM-schema-cim16#CsConverter | PccTerminal | http://iec.ch/TC57/2013/CIM-schema-cim16#ACDCConverter.PccTerminal | 0..1 | N/A | Association |  | EQ
CsConverter | http://iec.ch/TC57/2013/CIM-schema-cim16#CsConverter | idleLoss | http://iec.ch/TC57/2013/CIM-schema-cim16#ACDCConverter.idleLoss | 0..1 | Float | Attribute |  | EQ
CsConverter | http://iec.ch/TC57/2013/CIM-schema-cim16#CsConverter | maxUdc | http://iec.ch/TC57/2013/CIM-schema-cim16#ACDCConverter.maxUdc | 0..1 | Float | Attribute |  | EQ
CsConverter | http://iec.ch/TC57/2013/CIM-schema-cim16#CsConverter | valveU0 | http://iec.ch/TC57/2013/CIM-schema-cim16#ACDCConverter.valveU0 | 0..1 | Float | Attribute |  | EQ
CsConverter | http://iec.ch/TC57/2013/CIM-schema-cim16#CsConverter | BaseVoltage | http://iec.ch/TC57/2013/CIM-schema-cim16#ConductingEquipment.BaseVoltage | 0..1 | N/A | Association |  | EQ
CsConverter | http://iec.ch/TC57/2013/CIM-schema-cim16#CsConverter | aggregate | http://iec.ch/TC57/2013/CIM-schema-cim16#Equipment.aggregate | 0..1 | Boolean | Attribute |  | EQ
CsConverter | http://iec.ch/TC57/2013/CIM-schema-cim16#CsConverter | EquipmentContainer | http://iec.ch/TC57/2013/CIM-schema-cim16#Equipment.EquipmentContainer | 0..1 | N/A | Association |  | EQ
CsConverter | http://iec.ch/TC57/2013/CIM-schema-cim16#CsConverter | energyIdentCodeEic | http://entsoe.eu/CIM/SchemaExtension/3/1#IdentifiedObject.energyIdentCodeEic | 0..1 | String | Attribute |  | EQ
CsConverter | http://iec.ch/TC57/2013/CIM-schema-cim16#CsConverter | name | http://iec.ch/TC57/2013/CIM-schema-cim16#IdentifiedObject.name | 1..1 | String | Attribute |  | EQ
CsConverter | http://iec.ch/TC57/2013/CIM-schema-cim16#CsConverter | mRID | http://iec.ch/TC57/2013/CIM-schema-cim16#IdentifiedObject.mRID | 0..1 | String | Attribute |  | EQ
CsConverter | http://iec.ch/TC57/2013/CIM-schema-cim16#CsConverter | shortName | http://entsoe.eu/CIM/SchemaExtension/3/1#IdentifiedObject.shortName | 0..1 | String | Attribute |  | EQ
CsConverter | http://iec.ch/TC57/2013/CIM-schema-cim16#CsConverter | description | http://iec.ch/TC57/2013/CIM-schema-cim16#IdentifiedObject.description | 0..1 | String | Attribute |  | EQ
LoadBreakSwitch | http://iec.ch/TC57/2013/CIM-schema-cim16#LoadBreakSwitch | ratedCurrent | http://iec.ch/TC57/2013/CIM-schema-cim16#Switch.ratedCurrent | 0..1 | Float | Attribute |  | EQ
LoadBreakSwitch | http://iec.ch/TC57/2013/CIM-schema-cim16#LoadBreakSwitch | normalOpen | http://iec.ch/TC57/2013/CIM-schema-cim16#Switch.normalOpen | 1..1 | Boolean | Attribute |  | EQ
LoadBreakSwitch | http://iec.ch/TC57/2013/CIM-schema-cim16#LoadBreakSwitch | retained | http://iec.ch/TC57/2013/CIM-schema-cim16#Switch.retained | 1..1 | Boolean | Attribute |  | EQ
LoadBreakSwitch | http://iec.ch/TC57/2013/CIM-schema-cim16#LoadBreakSwitch | BaseVoltage | http://iec.ch/TC57/2013/CIM-schema-cim16#ConductingEquipment.BaseVoltage | 0..1 | N/A | Association |  | EQ
LoadBreakSwitch | http://iec.ch/TC57/2013/CIM-schema-cim16#LoadBreakSwitch | aggregate | http://iec.ch/TC57/2013/CIM-schema-cim16#Equipment.aggregate | 0..1 | Boolean | Attribute |  | EQ
LoadBreakSwitch | http://iec.ch/TC57/2013/CIM-schema-cim16#LoadBreakSwitch | EquipmentContainer | http://iec.ch/TC57/2013/CIM-schema-cim16#Equipment.EquipmentContainer | 0..1 | N/A | Association |  | EQ
LoadBreakSwitch | http://iec.ch/TC57/2013/CIM-schema-cim16#LoadBreakSwitch | energyIdentCodeEic | http://entsoe.eu/CIM/SchemaExtension/3/1#IdentifiedObject.energyIdentCodeEic | 0..1 | String | Attribute |  | EQ
LoadBreakSwitch | http://iec.ch/TC57/2013/CIM-schema-cim16#LoadBreakSwitch | name | http://iec.ch/TC57/2013/CIM-schema-cim16#IdentifiedObject.name | 1..1 | String | Attribute |  | EQ
LoadBreakSwitch | http://iec.ch/TC57/2013/CIM-schema-cim16#LoadBreakSwitch | mRID | http://iec.ch/TC57/2013/CIM-schema-cim16#IdentifiedObject.mRID | 0..1 | String | Attribute |  | EQ
LoadBreakSwitch | http://iec.ch/TC57/2013/CIM-schema-cim16#LoadBreakSwitch | shortName | http://entsoe.eu/CIM/SchemaExtension/3/1#IdentifiedObject.shortName | 0..1 | String | Attribute |  | EQ
LoadBreakSwitch | http://iec.ch/TC57/2013/CIM-schema-cim16#LoadBreakSwitch | description | http://iec.ch/TC57/2013/CIM-schema-cim16#IdentifiedObject.description | 0..1 | String | Attribute |  | EQ
ConformLoadSchedule | http://iec.ch/TC57/2013/CIM-schema-cim16#ConformLoadSchedule | ConformLoadGroup | http://iec.ch/TC57/2013/CIM-schema-cim16#ConformLoadSchedule.ConformLoadGroup | 1 | N/A | Association |  | EQ
ConformLoadSchedule | http://iec.ch/TC57/2013/CIM-schema-cim16#ConformLoadSchedule | Season | http://iec.ch/TC57/2013/CIM-schema-cim16#SeasonDayTypeSchedule.Season | 1..1 | N/A | Association |  | EQ
ConformLoadSchedule | http://iec.ch/TC57/2013/CIM-schema-cim16#ConformLoadSchedule | DayType | http://iec.ch/TC57/2013/CIM-schema-cim16#SeasonDayTypeSchedule.DayType | 1..1 | N/A | Association |  | EQ
ConformLoadSchedule | http://iec.ch/TC57/2013/CIM-schema-cim16#ConformLoadSchedule | timeStep | http://iec.ch/TC57/2013/CIM-schema-cim16#RegularIntervalSchedule.timeStep | 1..1 | Float | Attribute |  | EQ
ConformLoadSchedule | http://iec.ch/TC57/2013/CIM-schema-cim16#ConformLoadSchedule | endTime | http://iec.ch/TC57/2013/CIM-schema-cim16#RegularIntervalSchedule.endTime | 1..1 | DateTime | Attribute |  | EQ
ConformLoadSchedule | http://iec.ch/TC57/2013/CIM-schema-cim16#ConformLoadSchedule | startTime | http://iec.ch/TC57/2013/CIM-schema-cim16#BasicIntervalSchedule.startTime | 1..1 | DateTime | Attribute |  | EQ
ConformLoadSchedule | http://iec.ch/TC57/2013/CIM-schema-cim16#ConformLoadSchedule | value2Unit | http://iec.ch/TC57/2013/CIM-schema-cim16#BasicIntervalSchedule.value2Unit | 0..1 | [http://iec.ch/TC57/2013/CIM-schema-cim16#UnitSymbol.h, http://iec.ch/TC57/2013/CIM-schema-cim16#UnitSymbol.g, http://iec.ch/TC57/2013/CIM-schema-cim16#UnitSymbol.m2, http://iec.ch/TC57/2013/CIM-schema-cim16#UnitSymbol.degC, http://iec.ch/TC57/2013/CIM-schema-cim16#UnitSymbol.deg, http://iec.ch/TC57/2013/CIM-schema-cim16#UnitSymbol.m3, http://iec.ch/TC57/2013/CIM-schema-cim16#UnitSymbol.Pa, http://iec.ch/TC57/2013/CIM-schema-cim16#UnitSymbol.s, http://iec.ch/TC57/2013/CIM-schema-cim16#UnitSymbol.VAh, http://iec.ch/TC57/2013/CIM-schema-cim16#UnitSymbol.VArh, http://iec.ch/TC57/2013/CIM-schema-cim16#UnitSymbol.m, http://iec.ch/TC57/2013/CIM-schema-cim16#UnitSymbol.VA, http://iec.ch/TC57/2013/CIM-schema-cim16#UnitSymbol.H, http://iec.ch/TC57/2013/CIM-schema-cim16#UnitSymbol.F, http://iec.ch/TC57/2013/CIM-schema-cim16#UnitSymbol.none, http://iec.ch/TC57/2013/CIM-schema-cim16#UnitSymbol.Wh, http://iec.ch/TC57/2013/CIM-schema-cim16#UnitSymbol.A, http://iec.ch/TC57/2013/CIM-schema-cim16#UnitSymbol.ohm, http://iec.ch/TC57/2013/CIM-schema-cim16#UnitSymbol.VAr, http://iec.ch/TC57/2013/CIM-schema-cim16#UnitSymbol.W, http://iec.ch/TC57/2013/CIM-schema-cim16#UnitSymbol.min, http://iec.ch/TC57/2013/CIM-schema-cim16#UnitSymbol.V, http://iec.ch/TC57/2013/CIM-schema-cim16#UnitSymbol.S, http://iec.ch/TC57/2013/CIM-schema-cim16#UnitSymbol.Hz, http://iec.ch/TC57/2013/CIM-schema-cim16#UnitSymbol.rad, http://iec.ch/TC57/2013/CIM-schema-cim16#UnitSymbol.N, http://iec.ch/TC57/2013/CIM-schema-cim16#UnitSymbol.J] | Enumeration |  | EQ
ConformLoadSchedule | http://iec.ch/TC57/2013/CIM-schema-cim16#ConformLoadSchedule | value1Unit | http://iec.ch/TC57/2013/CIM-schema-cim16#BasicIntervalSchedule.value1Unit | 1..1 | [http://iec.ch/TC57/2013/CIM-schema-cim16#UnitSymbol.h, http://iec.ch/TC57/2013/CIM-schema-cim16#UnitSymbol.g, http://iec.ch/TC57/2013/CIM-schema-cim16#UnitSymbol.m2, http://iec.ch/TC57/2013/CIM-schema-cim16#UnitSymbol.degC, http://iec.ch/TC57/2013/CIM-schema-cim16#UnitSymbol.deg, http://iec.ch/TC57/2013/CIM-schema-cim16#UnitSymbol.m3, http://iec.ch/TC57/2013/CIM-schema-cim16#UnitSymbol.Pa, http://iec.ch/TC57/2013/CIM-schema-cim16#UnitSymbol.s, http://iec.ch/TC57/2013/CIM-schema-cim16#UnitSymbol.VAh, http://iec.ch/TC57/2013/CIM-schema-cim16#UnitSymbol.VArh, http://iec.ch/TC57/2013/CIM-schema-cim16#UnitSymbol.m, http://iec.ch/TC57/2013/CIM-schema-cim16#UnitSymbol.VA, http://iec.ch/TC57/2013/CIM-schema-cim16#UnitSymbol.H, http://iec.ch/TC57/2013/CIM-schema-cim16#UnitSymbol.F, http://iec.ch/TC57/2013/CIM-schema-cim16#UnitSymbol.none, http://iec.ch/TC57/2013/CIM-schema-cim16#UnitSymbol.Wh, http://iec.ch/TC57/2013/CIM-schema-cim16#UnitSymbol.A, http://iec.ch/TC57/2013/CIM-schema-cim16#UnitSymbol.ohm, http://iec.ch/TC57/2013/CIM-schema-cim16#UnitSymbol.VAr, http://iec.ch/TC57/2013/CIM-schema-cim16#UnitSymbol.W, http://iec.ch/TC57/2013/CIM-schema-cim16#UnitSymbol.min, http://iec.ch/TC57/2013/CIM-schema-cim16#UnitSymbol.V, http://iec.ch/TC57/2013/CIM-schema-cim16#UnitSymbol.S, http://iec.ch/TC57/2013/CIM-schema-cim16#UnitSymbol.Hz, http://iec.ch/TC57/2013/CIM-schema-cim16#UnitSymbol.rad, http://iec.ch/TC57/2013/CIM-schema-cim16#UnitSymbol.N, http://iec.ch/TC57/2013/CIM-schema-cim16#UnitSymbol.J] | Enumeration |  | EQ
ConformLoadSchedule | http://iec.ch/TC57/2013/CIM-schema-cim16#ConformLoadSchedule | energyIdentCodeEic | http://entsoe.eu/CIM/SchemaExtension/3/1#IdentifiedObject.energyIdentCodeEic | 0..1 | String | Attribute |  | EQ
ConformLoadSchedule | http://iec.ch/TC57/2013/CIM-schema-cim16#ConformLoadSchedule | name | http://iec.ch/TC57/2013/CIM-schema-cim16#IdentifiedObject.name | 1..1 | String | Attribute |  | EQ
ConformLoadSchedule | http://iec.ch/TC57/2013/CIM-schema-cim16#ConformLoadSchedule | mRID | http://iec.ch/TC57/2013/CIM-schema-cim16#IdentifiedObject.mRID | 0..1 | String | Attribute |  | EQ
ConformLoadSchedule | http://iec.ch/TC57/2013/CIM-schema-cim16#ConformLoadSchedule | shortName | http://entsoe.eu/CIM/SchemaExtension/3/1#IdentifiedObject.shortName | 0..1 | String | Attribute |  | EQ
ConformLoadSchedule | http://iec.ch/TC57/2013/CIM-schema-cim16#ConformLoadSchedule | description | http://iec.ch/TC57/2013/CIM-schema-cim16#IdentifiedObject.description | 0..1 | String | Attribute |  | EQ
RatioTapChanger | http://iec.ch/TC57/2013/CIM-schema-cim16#RatioTapChanger | tculControlMode | http://iec.ch/TC57/2013/CIM-schema-cim16#RatioTapChanger.tculControlMode | 1..1 | [http://iec.ch/TC57/2013/CIM-schema-cim16#TransformerControlMode.reactive, http://iec.ch/TC57/2013/CIM-schema-cim16#TransformerControlMode.volt] | Enumeration |  | EQ
RatioTapChanger | http://iec.ch/TC57/2013/CIM-schema-cim16#RatioTapChanger | RatioTapChangerTable | http://iec.ch/TC57/2013/CIM-schema-cim16#RatioTapChanger.RatioTapChangerTable | 0..1 | N/A | Association |  | EQ
RatioTapChanger | http://iec.ch/TC57/2013/CIM-schema-cim16#RatioTapChanger | TransformerEnd | http://iec.ch/TC57/2013/CIM-schema-cim16#RatioTapChanger.TransformerEnd | 1 | N/A | Association |  | EQ
RatioTapChanger | http://iec.ch/TC57/2013/CIM-schema-cim16#RatioTapChanger | stepVoltageIncrement | http://iec.ch/TC57/2013/CIM-schema-cim16#RatioTapChanger.stepVoltageIncrement | 1..1 | Float | Attribute |  | EQ
RatioTapChanger | http://iec.ch/TC57/2013/CIM-schema-cim16#RatioTapChanger | neutralU | http://iec.ch/TC57/2013/CIM-schema-cim16#TapChanger.neutralU | 1..1 | Float | Attribute |  | EQ
RatioTapChanger | http://iec.ch/TC57/2013/CIM-schema-cim16#RatioTapChanger | neutralStep | http://iec.ch/TC57/2013/CIM-schema-cim16#TapChanger.neutralStep | 1..1 | Integer | Attribute |  | EQ
RatioTapChanger | http://iec.ch/TC57/2013/CIM-schema-cim16#RatioTapChanger | TapChangerControl | http://iec.ch/TC57/2013/CIM-schema-cim16#TapChanger.TapChangerControl | 0..1 | N/A | Association |  | EQ
RatioTapChanger | http://iec.ch/TC57/2013/CIM-schema-cim16#RatioTapChanger | ltcFlag | http://iec.ch/TC57/2013/CIM-schema-cim16#TapChanger.ltcFlag | 1..1 | Boolean | Attribute |  | EQ
RatioTapChanger | http://iec.ch/TC57/2013/CIM-schema-cim16#RatioTapChanger | highStep | http://iec.ch/TC57/2013/CIM-schema-cim16#TapChanger.highStep | 1..1 | Integer | Attribute |  | EQ
RatioTapChanger | http://iec.ch/TC57/2013/CIM-schema-cim16#RatioTapChanger | lowStep | http://iec.ch/TC57/2013/CIM-schema-cim16#TapChanger.lowStep | 1..1 | Integer | Attribute |  | EQ
RatioTapChanger | http://iec.ch/TC57/2013/CIM-schema-cim16#RatioTapChanger | normalStep | http://iec.ch/TC57/2013/CIM-schema-cim16#TapChanger.normalStep | 1..1 | Integer | Attribute |  | EQ
RatioTapChanger | http://iec.ch/TC57/2013/CIM-schema-cim16#RatioTapChanger | energyIdentCodeEic | http://entsoe.eu/CIM/SchemaExtension/3/1#IdentifiedObject.energyIdentCodeEic | 0..1 | String | Attribute |  | EQ
RatioTapChanger | http://iec.ch/TC57/2013/CIM-schema-cim16#RatioTapChanger | name | http://iec.ch/TC57/2013/CIM-schema-cim16#IdentifiedObject.name | 1..1 | String | Attribute |  | EQ
RatioTapChanger | http://iec.ch/TC57/2013/CIM-schema-cim16#RatioTapChanger | mRID | http://iec.ch/TC57/2013/CIM-schema-cim16#IdentifiedObject.mRID | 0..1 | String | Attribute |  | EQ
RatioTapChanger | http://iec.ch/TC57/2013/CIM-schema-cim16#RatioTapChanger | shortName | http://entsoe.eu/CIM/SchemaExtension/3/1#IdentifiedObject.shortName | 0..1 | String | Attribute |  | EQ
RatioTapChanger | http://iec.ch/TC57/2013/CIM-schema-cim16#RatioTapChanger | description | http://iec.ch/TC57/2013/CIM-schema-cim16#IdentifiedObject.description | 0..1 | String | Attribute |  | EQ
NonlinearShuntCompensator | http://iec.ch/TC57/2013/CIM-schema-cim16#NonlinearShuntCompensator | normalSections | http://iec.ch/TC57/2013/CIM-schema-cim16#ShuntCompensator.normalSections | 1..1 | Integer | Attribute |  | EQ
NonlinearShuntCompensator | http://iec.ch/TC57/2013/CIM-schema-cim16#NonlinearShuntCompensator | switchOnCount | http://iec.ch/TC57/2013/CIM-schema-cim16#ShuntCompensator.switchOnCount | 0..1 | Integer | Attribute |  | EQ
NonlinearShuntCompensator | http://iec.ch/TC57/2013/CIM-schema-cim16#NonlinearShuntCompensator | voltageSensitivity | http://iec.ch/TC57/2013/CIM-schema-cim16#ShuntCompensator.voltageSensitivity | 0..1 | Float | Attribute |  | EQ
NonlinearShuntCompensator | http://iec.ch/TC57/2013/CIM-schema-cim16#NonlinearShuntCompensator | nomU | http://iec.ch/TC57/2013/CIM-schema-cim16#ShuntCompensator.nomU | 1..1 | Float | Attribute |  | EQ
NonlinearShuntCompensator | http://iec.ch/TC57/2013/CIM-schema-cim16#NonlinearShuntCompensator | switchOnDate | http://iec.ch/TC57/2013/CIM-schema-cim16#ShuntCompensator.switchOnDate | 0..1 | DateTime | Attribute |  | EQ
NonlinearShuntCompensator | http://iec.ch/TC57/2013/CIM-schema-cim16#NonlinearShuntCompensator | grounded | http://iec.ch/TC57/2013/CIM-schema-cim16#ShuntCompensator.grounded | 0..1 | Boolean | Attribute |  | EQ
NonlinearShuntCompensator | http://iec.ch/TC57/2013/CIM-schema-cim16#NonlinearShuntCompensator | aVRDelay | http://iec.ch/TC57/2013/CIM-schema-cim16#ShuntCompensator.aVRDelay | 0..1 | Float | Attribute |  | EQ
NonlinearShuntCompensator | http://iec.ch/TC57/2013/CIM-schema-cim16#NonlinearShuntCompensator | maximumSections | http://iec.ch/TC57/2013/CIM-schema-cim16#ShuntCompensator.maximumSections | 1..1 | Integer | Attribute |  | EQ
NonlinearShuntCompensator | http://iec.ch/TC57/2013/CIM-schema-cim16#NonlinearShuntCompensator | RegulatingControl | http://iec.ch/TC57/2013/CIM-schema-cim16#RegulatingCondEq.RegulatingControl | 0..1 | N/A | Association |  | EQ
NonlinearShuntCompensator | http://iec.ch/TC57/2013/CIM-schema-cim16#NonlinearShuntCompensator | BaseVoltage | http://iec.ch/TC57/2013/CIM-schema-cim16#ConductingEquipment.BaseVoltage | 0..1 | N/A | Association |  | EQ
NonlinearShuntCompensator | http://iec.ch/TC57/2013/CIM-schema-cim16#NonlinearShuntCompensator | aggregate | http://iec.ch/TC57/2013/CIM-schema-cim16#Equipment.aggregate | 0..1 | Boolean | Attribute |  | EQ
NonlinearShuntCompensator | http://iec.ch/TC57/2013/CIM-schema-cim16#NonlinearShuntCompensator | EquipmentContainer | http://iec.ch/TC57/2013/CIM-schema-cim16#Equipment.EquipmentContainer | 0..1 | N/A | Association |  | EQ
NonlinearShuntCompensator | http://iec.ch/TC57/2013/CIM-schema-cim16#NonlinearShuntCompensator | energyIdentCodeEic | http://entsoe.eu/CIM/SchemaExtension/3/1#IdentifiedObject.energyIdentCodeEic | 0..1 | String | Attribute |  | EQ
NonlinearShuntCompensator | http://iec.ch/TC57/2013/CIM-schema-cim16#NonlinearShuntCompensator | name | http://iec.ch/TC57/2013/CIM-schema-cim16#IdentifiedObject.name | 1..1 | String | Attribute |  | EQ
NonlinearShuntCompensator | http://iec.ch/TC57/2013/CIM-schema-cim16#NonlinearShuntCompensator | mRID | http://iec.ch/TC57/2013/CIM-schema-cim16#IdentifiedObject.mRID | 0..1 | String | Attribute |  | EQ
NonlinearShuntCompensator | http://iec.ch/TC57/2013/CIM-schema-cim16#NonlinearShuntCompensator | shortName | http://entsoe.eu/CIM/SchemaExtension/3/1#IdentifiedObject.shortName | 0..1 | String | Attribute |  | EQ
NonlinearShuntCompensator | http://iec.ch/TC57/2013/CIM-schema-cim16#NonlinearShuntCompensator | description | http://iec.ch/TC57/2013/CIM-schema-cim16#IdentifiedObject.description | 0..1 | String | Attribute |  | EQ
EquivalentInjection | http://iec.ch/TC57/2013/CIM-schema-cim16#EquivalentInjection | p | http://iec.ch/TC57/2013/CIM-schema-cim16#EquivalentInjection.p | 1..1 | Float | Attribute |  | SSH
EquivalentInjection | http://iec.ch/TC57/2013/CIM-schema-cim16#EquivalentInjection | q | http://iec.ch/TC57/2013/CIM-schema-cim16#EquivalentInjection.q | 1..1 | Float | Attribute |  | SSH
EquivalentInjection | http://iec.ch/TC57/2013/CIM-schema-cim16#EquivalentInjection | regulationTarget | http://iec.ch/TC57/2013/CIM-schema-cim16#EquivalentInjection.regulationTarget | 0..1 | Float | Attribute |  | SSH
EquivalentInjection | http://iec.ch/TC57/2013/CIM-schema-cim16#EquivalentInjection | regulationStatus | http://iec.ch/TC57/2013/CIM-schema-cim16#EquivalentInjection.regulationStatus | 0..1 | Boolean | Attribute |  | SSH
EquivalentInjection | http://iec.ch/TC57/2013/CIM-schema-cim16#EquivalentInjection | name | http://iec.ch/TC57/2013/CIM-schema-cim16#IdentifiedObject.name | 0..1 | String | Attribute |  | SSH
EquivalentInjection | http://iec.ch/TC57/2013/CIM-schema-cim16#EquivalentInjection | mRID | http://iec.ch/TC57/2013/CIM-schema-cim16#IdentifiedObject.mRID | 0..1 | String | Attribute |  | SSH
LinearShuntCompensator | http://iec.ch/TC57/2013/CIM-schema-cim16#LinearShuntCompensator | sections | http://iec.ch/TC57/2013/CIM-schema-cim16#ShuntCompensator.sections | 1..1 | Float | Attribute |  | SSH
LinearShuntCompensator | http://iec.ch/TC57/2013/CIM-schema-cim16#LinearShuntCompensator | controlEnabled | http://iec.ch/TC57/2013/CIM-schema-cim16#RegulatingCondEq.controlEnabled | 1..1 | Boolean | Attribute |  | SSH
LinearShuntCompensator | http://iec.ch/TC57/2013/CIM-schema-cim16#LinearShuntCompensator | name | http://iec.ch/TC57/2013/CIM-schema-cim16#IdentifiedObject.name | 0..1 | String | Attribute |  | SSH
LinearShuntCompensator | http://iec.ch/TC57/2013/CIM-schema-cim16#LinearShuntCompensator | mRID | http://iec.ch/TC57/2013/CIM-schema-cim16#IdentifiedObject.mRID | 0..1 | String | Attribute |  | SSH
WindGeneratingUnit | http://iec.ch/TC57/2013/CIM-schema-cim16#WindGeneratingUnit | normalPF | http://iec.ch/TC57/2013/CIM-schema-cim16#GeneratingUnit.normalPF | 1..1 | Float | Attribute |  | SSH
WindGeneratingUnit | http://iec.ch/TC57/2013/CIM-schema-cim16#WindGeneratingUnit | name | http://iec.ch/TC57/2013/CIM-schema-cim16#IdentifiedObject.name | 0..1 | String | Attribute |  | SSH
WindGeneratingUnit | http://iec.ch/TC57/2013/CIM-schema-cim16#WindGeneratingUnit | mRID | http://iec.ch/TC57/2013/CIM-schema-cim16#IdentifiedObject.mRID | 0..1 | String | Attribute |  | SSH
ThermalGeneratingUnit | http://iec.ch/TC57/2013/CIM-schema-cim16#ThermalGeneratingUnit | normalPF | http://iec.ch/TC57/2013/CIM-schema-cim16#GeneratingUnit.normalPF | 1..1 | Float | Attribute |  | SSH
ThermalGeneratingUnit | http://iec.ch/TC57/2013/CIM-schema-cim16#ThermalGeneratingUnit | name | http://iec.ch/TC57/2013/CIM-schema-cim16#IdentifiedObject.name | 0..1 | String | Attribute |  | SSH
ThermalGeneratingUnit | http://iec.ch/TC57/2013/CIM-schema-cim16#ThermalGeneratingUnit | mRID | http://iec.ch/TC57/2013/CIM-schema-cim16#IdentifiedObject.mRID | 0..1 | String | Attribute |  | SSH
PhaseTapChangerTabular | http://iec.ch/TC57/2013/CIM-schema-cim16#PhaseTapChangerTabular | step | http://iec.ch/TC57/2013/CIM-schema-cim16#TapChanger.step | 1..1 | Float | Attribute |  | SSH
PhaseTapChangerTabular | http://iec.ch/TC57/2013/CIM-schema-cim16#PhaseTapChangerTabular | controlEnabled | http://iec.ch/TC57/2013/CIM-schema-cim16#TapChanger.controlEnabled | 1..1 | Boolean | Attribute |  | SSH
PhaseTapChangerTabular | http://iec.ch/TC57/2013/CIM-schema-cim16#PhaseTapChangerTabular | name | http://iec.ch/TC57/2013/CIM-schema-cim16#IdentifiedObject.name | 0..1 | String | Attribute |  | SSH
PhaseTapChangerTabular | http://iec.ch/TC57/2013/CIM-schema-cim16#PhaseTapChangerTabular | mRID | http://iec.ch/TC57/2013/CIM-schema-cim16#IdentifiedObject.mRID | 0..1 | String | Attribute |  | SSH
VsConverter | http://iec.ch/TC57/2013/CIM-schema-cim16#VsConverter | targetQpcc | http://iec.ch/TC57/2013/CIM-schema-cim16#VsConverter.targetQpcc | 1..1 | Float | Attribute |  | SSH
VsConverter | http://iec.ch/TC57/2013/CIM-schema-cim16#VsConverter | pPccControl | http://iec.ch/TC57/2013/CIM-schema-cim16#VsConverter.pPccControl | 1..1 | [http://iec.ch/TC57/2013/CIM-schema-cim16#VsPpccControlKind.pPccAndUdcDroop, http://iec.ch/TC57/2013/CIM-schema-cim16#VsPpccControlKind.pPcc, http://iec.ch/TC57/2013/CIM-schema-cim16#VsPpccControlKind.udc, http://iec.ch/TC57/2013/CIM-schema-cim16#VsPpccControlKind.pPccAndUdcDroopPilot, http://iec.ch/TC57/2013/CIM-schema-cim16#VsPpccControlKind.pPccAndUdcDroopWithCompensation] | Enumeration |  | SSH
VsConverter | http://iec.ch/TC57/2013/CIM-schema-cim16#VsConverter | droop | http://iec.ch/TC57/2013/CIM-schema-cim16#VsConverter.droop | 1..1 | Float | Attribute |  | SSH
VsConverter | http://iec.ch/TC57/2013/CIM-schema-cim16#VsConverter | qShare | http://iec.ch/TC57/2013/CIM-schema-cim16#VsConverter.qShare | 1..1 | Float | Attribute |  | SSH
VsConverter | http://iec.ch/TC57/2013/CIM-schema-cim16#VsConverter | targetUpcc | http://iec.ch/TC57/2013/CIM-schema-cim16#VsConverter.targetUpcc | 1..1 | Float | Attribute |  | SSH
VsConverter | http://iec.ch/TC57/2013/CIM-schema-cim16#VsConverter | droopCompensation | http://iec.ch/TC57/2013/CIM-schema-cim16#VsConverter.droopCompensation | 1..1 | Float | Attribute |  | SSH
VsConverter | http://iec.ch/TC57/2013/CIM-schema-cim16#VsConverter | qPccControl | http://iec.ch/TC57/2013/CIM-schema-cim16#VsConverter.qPccControl | 1..1 | [http://iec.ch/TC57/2013/CIM-schema-cim16#VsQpccControlKind.reactivePcc, http://iec.ch/TC57/2013/CIM-schema-cim16#VsQpccControlKind.voltagePcc, http://iec.ch/TC57/2013/CIM-schema-cim16#VsQpccControlKind.powerFactorPcc] | Enumeration |  | SSH
VsConverter | http://iec.ch/TC57/2013/CIM-schema-cim16#VsConverter | targetPpcc | http://iec.ch/TC57/2013/CIM-schema-cim16#ACDCConverter.targetPpcc | 1..1 | Float | Attribute |  | SSH
VsConverter | http://iec.ch/TC57/2013/CIM-schema-cim16#VsConverter | q | http://iec.ch/TC57/2013/CIM-schema-cim16#ACDCConverter.q | 1..1 | Float | Attribute |  | SSH
VsConverter | http://iec.ch/TC57/2013/CIM-schema-cim16#VsConverter | targetUdc | http://iec.ch/TC57/2013/CIM-schema-cim16#ACDCConverter.targetUdc | 1..1 | Float | Attribute |  | SSH
VsConverter | http://iec.ch/TC57/2013/CIM-schema-cim16#VsConverter | p | http://iec.ch/TC57/2013/CIM-schema-cim16#ACDCConverter.p | 1..1 | Float | Attribute |  | SSH
VsConverter | http://iec.ch/TC57/2013/CIM-schema-cim16#VsConverter | name | http://iec.ch/TC57/2013/CIM-schema-cim16#IdentifiedObject.name | 0..1 | String | Attribute |  | SSH
VsConverter | http://iec.ch/TC57/2013/CIM-schema-cim16#VsConverter | mRID | http://iec.ch/TC57/2013/CIM-schema-cim16#IdentifiedObject.mRID | 0..1 | String | Attribute |  | SSH
EnergySource | http://iec.ch/TC57/2013/CIM-schema-cim16#EnergySource | activePower | http://iec.ch/TC57/2013/CIM-schema-cim16#EnergySource.activePower | 1..1 | Float | Attribute |  | SSH
EnergySource | http://iec.ch/TC57/2013/CIM-schema-cim16#EnergySource | reactivePower | http://iec.ch/TC57/2013/CIM-schema-cim16#EnergySource.reactivePower | 1..1 | Float | Attribute |  | SSH
EnergySource | http://iec.ch/TC57/2013/CIM-schema-cim16#EnergySource | name | http://iec.ch/TC57/2013/CIM-schema-cim16#IdentifiedObject.name | 0..1 | String | Attribute |  | SSH
EnergySource | http://iec.ch/TC57/2013/CIM-schema-cim16#EnergySource | mRID | http://iec.ch/TC57/2013/CIM-schema-cim16#IdentifiedObject.mRID | 0..1 | String | Attribute |  | SSH
PhaseTapChangerSymmetrical | http://iec.ch/TC57/2013/CIM-schema-cim16#PhaseTapChangerSymmetrical | step | http://iec.ch/TC57/2013/CIM-schema-cim16#TapChanger.step | 1..1 | Float | Attribute |  | SSH
PhaseTapChangerSymmetrical | http://iec.ch/TC57/2013/CIM-schema-cim16#PhaseTapChangerSymmetrical | controlEnabled | http://iec.ch/TC57/2013/CIM-schema-cim16#TapChanger.controlEnabled | 1..1 | Boolean | Attribute |  | SSH
PhaseTapChangerSymmetrical | http://iec.ch/TC57/2013/CIM-schema-cim16#PhaseTapChangerSymmetrical | name | http://iec.ch/TC57/2013/CIM-schema-cim16#IdentifiedObject.name | 0..1 | String | Attribute |  | SSH
PhaseTapChangerSymmetrical | http://iec.ch/TC57/2013/CIM-schema-cim16#PhaseTapChangerSymmetrical | mRID | http://iec.ch/TC57/2013/CIM-schema-cim16#IdentifiedObject.mRID | 0..1 | String | Attribute |  | SSH
ConformLoad | http://iec.ch/TC57/2013/CIM-schema-cim16#ConformLoad | q | http://iec.ch/TC57/2013/CIM-schema-cim16#EnergyConsumer.q | 1..1 | Float | Attribute |  | SSH
ConformLoad | http://iec.ch/TC57/2013/CIM-schema-cim16#ConformLoad | p | http://iec.ch/TC57/2013/CIM-schema-cim16#EnergyConsumer.p | 1..1 | Float | Attribute |  | SSH
ConformLoad | http://iec.ch/TC57/2013/CIM-schema-cim16#ConformLoad | name | http://iec.ch/TC57/2013/CIM-schema-cim16#IdentifiedObject.name | 0..1 | String | Attribute |  | SSH
ConformLoad | http://iec.ch/TC57/2013/CIM-schema-cim16#ConformLoad | mRID | http://iec.ch/TC57/2013/CIM-schema-cim16#IdentifiedObject.mRID | 0..1 | String | Attribute |  | SSH
Disconnector | http://iec.ch/TC57/2013/CIM-schema-cim16#Disconnector | open | http://iec.ch/TC57/2013/CIM-schema-cim16#Switch.open | 1..1 | Boolean | Attribute |  | SSH
Disconnector | http://iec.ch/TC57/2013/CIM-schema-cim16#Disconnector | name | http://iec.ch/TC57/2013/CIM-schema-cim16#IdentifiedObject.name | 0..1 | String | Attribute |  | SSH
Disconnector | http://iec.ch/TC57/2013/CIM-schema-cim16#Disconnector | mRID | http://iec.ch/TC57/2013/CIM-schema-cim16#IdentifiedObject.mRID | 0..1 | String | Attribute |  | SSH
SolarGeneratingUnit | http://iec.ch/TC57/2013/CIM-schema-cim16#SolarGeneratingUnit | normalPF | http://iec.ch/TC57/2013/CIM-schema-cim16#GeneratingUnit.normalPF | 1..1 | Float | Attribute |  | SSH
SolarGeneratingUnit | http://iec.ch/TC57/2013/CIM-schema-cim16#SolarGeneratingUnit | name | http://iec.ch/TC57/2013/CIM-schema-cim16#IdentifiedObject.name | 0..1 | String | Attribute |  | SSH
SolarGeneratingUnit | http://iec.ch/TC57/2013/CIM-schema-cim16#SolarGeneratingUnit | mRID | http://iec.ch/TC57/2013/CIM-schema-cim16#IdentifiedObject.mRID | 0..1 | String | Attribute |  | SSH
NonConformLoad | http://iec.ch/TC57/2013/CIM-schema-cim16#NonConformLoad | q | http://iec.ch/TC57/2013/CIM-schema-cim16#EnergyConsumer.q | 1..1 | Float | Attribute |  | SSH
NonConformLoad | http://iec.ch/TC57/2013/CIM-schema-cim16#NonConformLoad | p | http://iec.ch/TC57/2013/CIM-schema-cim16#EnergyConsumer.p | 1..1 | Float | Attribute |  | SSH
NonConformLoad | http://iec.ch/TC57/2013/CIM-schema-cim16#NonConformLoad | name | http://iec.ch/TC57/2013/CIM-schema-cim16#IdentifiedObject.name | 0..1 | String | Attribute |  | SSH
NonConformLoad | http://iec.ch/TC57/2013/CIM-schema-cim16#NonConformLoad | mRID | http://iec.ch/TC57/2013/CIM-schema-cim16#IdentifiedObject.mRID | 0..1 | String | Attribute |  | SSH
PhaseTapChangerAsymmetrical | http://iec.ch/TC57/2013/CIM-schema-cim16#PhaseTapChangerAsymmetrical | step | http://iec.ch/TC57/2013/CIM-schema-cim16#TapChanger.step | 1..1 | Float | Attribute |  | SSH
PhaseTapChangerAsymmetrical | http://iec.ch/TC57/2013/CIM-schema-cim16#PhaseTapChangerAsymmetrical | controlEnabled | http://iec.ch/TC57/2013/CIM-schema-cim16#TapChanger.controlEnabled | 1..1 | Boolean | Attribute |  | SSH
PhaseTapChangerAsymmetrical | http://iec.ch/TC57/2013/CIM-schema-cim16#PhaseTapChangerAsymmetrical | name | http://iec.ch/TC57/2013/CIM-schema-cim16#IdentifiedObject.name | 0..1 | String | Attribute |  | SSH
PhaseTapChangerAsymmetrical | http://iec.ch/TC57/2013/CIM-schema-cim16#PhaseTapChangerAsymmetrical | mRID | http://iec.ch/TC57/2013/CIM-schema-cim16#IdentifiedObject.mRID | 0..1 | String | Attribute |  | SSH
PhaseTapChangerLinear | http://iec.ch/TC57/2013/CIM-schema-cim16#PhaseTapChangerLinear | step | http://iec.ch/TC57/2013/CIM-schema-cim16#TapChanger.step | 1..1 | Float | Attribute |  | SSH
PhaseTapChangerLinear | http://iec.ch/TC57/2013/CIM-schema-cim16#PhaseTapChangerLinear | controlEnabled | http://iec.ch/TC57/2013/CIM-schema-cim16#TapChanger.controlEnabled | 1..1 | Boolean | Attribute |  | SSH
PhaseTapChangerLinear | http://iec.ch/TC57/2013/CIM-schema-cim16#PhaseTapChangerLinear | name | http://iec.ch/TC57/2013/CIM-schema-cim16#IdentifiedObject.name | 0..1 | String | Attribute |  | SSH
PhaseTapChangerLinear | http://iec.ch/TC57/2013/CIM-schema-cim16#PhaseTapChangerLinear | mRID | http://iec.ch/TC57/2013/CIM-schema-cim16#IdentifiedObject.mRID | 0..1 | String | Attribute |  | SSH
TapChangerControl | http://iec.ch/TC57/2013/CIM-schema-cim16#TapChangerControl | enabled | http://iec.ch/TC57/2013/CIM-schema-cim16#RegulatingControl.enabled | 1..1 | Boolean | Attribute |  | SSH
TapChangerControl | http://iec.ch/TC57/2013/CIM-schema-cim16#TapChangerControl | discrete | http://iec.ch/TC57/2013/CIM-schema-cim16#RegulatingControl.discrete | 1..1 | Boolean | Attribute |  | SSH
TapChangerControl | http://iec.ch/TC57/2013/CIM-schema-cim16#TapChangerControl | targetValueUnitMultiplier | http://iec.ch/TC57/2013/CIM-schema-cim16#RegulatingControl.targetValueUnitMultiplier | 1..1 | [http://iec.ch/TC57/2013/CIM-schema-cim16#UnitMultiplier.micro, http://iec.ch/TC57/2013/CIM-schema-cim16#UnitMultiplier.G, http://iec.ch/TC57/2013/CIM-schema-cim16#UnitMultiplier.k, http://iec.ch/TC57/2013/CIM-schema-cim16#UnitMultiplier.none, http://iec.ch/TC57/2013/CIM-schema-cim16#UnitMultiplier.T, http://iec.ch/TC57/2013/CIM-schema-cim16#UnitMultiplier.d, http://iec.ch/TC57/2013/CIM-schema-cim16#UnitMultiplier.c, http://iec.ch/TC57/2013/CIM-schema-cim16#UnitMultiplier.m, http://iec.ch/TC57/2013/CIM-schema-cim16#UnitMultiplier.p, http://iec.ch/TC57/2013/CIM-schema-cim16#UnitMultiplier.n, http://iec.ch/TC57/2013/CIM-schema-cim16#UnitMultiplier.M] | Enumeration |  | SSH
TapChangerControl | http://iec.ch/TC57/2013/CIM-schema-cim16#TapChangerControl | targetDeadband | http://iec.ch/TC57/2013/CIM-schema-cim16#RegulatingControl.targetDeadband | 0..1 | Float | Attribute |  | SSH
TapChangerControl | http://iec.ch/TC57/2013/CIM-schema-cim16#TapChangerControl | targetValue | http://iec.ch/TC57/2013/CIM-schema-cim16#RegulatingControl.targetValue | 1..1 | Float | Attribute |  | SSH
TapChangerControl | http://iec.ch/TC57/2013/CIM-schema-cim16#TapChangerControl | name | http://iec.ch/TC57/2013/CIM-schema-cim16#IdentifiedObject.name | 0..1 | String | Attribute |  | SSH
TapChangerControl | http://iec.ch/TC57/2013/CIM-schema-cim16#TapChangerControl | mRID | http://iec.ch/TC57/2013/CIM-schema-cim16#IdentifiedObject.mRID | 0..1 | String | Attribute |  | SSH
Breaker | http://iec.ch/TC57/2013/CIM-schema-cim16#Breaker | open | http://iec.ch/TC57/2013/CIM-schema-cim16#Switch.open | 1..1 | Boolean | Attribute |  | SSH
Breaker | http://iec.ch/TC57/2013/CIM-schema-cim16#Breaker | name | http://iec.ch/TC57/2013/CIM-schema-cim16#IdentifiedObject.name | 0..1 | String | Attribute |  | SSH
Breaker | http://iec.ch/TC57/2013/CIM-schema-cim16#Breaker | mRID | http://iec.ch/TC57/2013/CIM-schema-cim16#IdentifiedObject.mRID | 0..1 | String | Attribute |  | SSH
Switch | http://iec.ch/TC57/2013/CIM-schema-cim16#Switch | open | http://iec.ch/TC57/2013/CIM-schema-cim16#Switch.open | 1..1 | Boolean | Attribute |  | SSH
Switch | http://iec.ch/TC57/2013/CIM-schema-cim16#Switch | name | http://iec.ch/TC57/2013/CIM-schema-cim16#IdentifiedObject.name | 0..1 | String | Attribute |  | SSH
Switch | http://iec.ch/TC57/2013/CIM-schema-cim16#Switch | mRID | http://iec.ch/TC57/2013/CIM-schema-cim16#IdentifiedObject.mRID | 0..1 | String | Attribute |  | SSH
ExternalNetworkInjection | http://iec.ch/TC57/2013/CIM-schema-cim16#ExternalNetworkInjection | p | http://iec.ch/TC57/2013/CIM-schema-cim16#ExternalNetworkInjection.p | 1..1 | Float | Attribute |  | SSH
ExternalNetworkInjection | http://iec.ch/TC57/2013/CIM-schema-cim16#ExternalNetworkInjection | q | http://iec.ch/TC57/2013/CIM-schema-cim16#ExternalNetworkInjection.q | 1..1 | Float | Attribute |  | SSH
ExternalNetworkInjection | http://iec.ch/TC57/2013/CIM-schema-cim16#ExternalNetworkInjection | referencePriority | http://iec.ch/TC57/2013/CIM-schema-cim16#ExternalNetworkInjection.referencePriority | 1..1 | Integer | Attribute |  | SSH
ExternalNetworkInjection | http://iec.ch/TC57/2013/CIM-schema-cim16#ExternalNetworkInjection | controlEnabled | http://iec.ch/TC57/2013/CIM-schema-cim16#RegulatingCondEq.controlEnabled | 1..1 | Boolean | Attribute |  | SSH
ExternalNetworkInjection | http://iec.ch/TC57/2013/CIM-schema-cim16#ExternalNetworkInjection | name | http://iec.ch/TC57/2013/CIM-schema-cim16#IdentifiedObject.name | 0..1 | String | Attribute |  | SSH
ExternalNetworkInjection | http://iec.ch/TC57/2013/CIM-schema-cim16#ExternalNetworkInjection | mRID | http://iec.ch/TC57/2013/CIM-schema-cim16#IdentifiedObject.mRID | 0..1 | String | Attribute |  | SSH
GroundDisconnector | http://iec.ch/TC57/2013/CIM-schema-cim16#GroundDisconnector | open | http://iec.ch/TC57/2013/CIM-schema-cim16#Switch.open | 1..1 | Boolean | Attribute |  | SSH
GroundDisconnector | http://iec.ch/TC57/2013/CIM-schema-cim16#GroundDisconnector | name | http://iec.ch/TC57/2013/CIM-schema-cim16#IdentifiedObject.name | 0..1 | String | Attribute |  | SSH
GroundDisconnector | http://iec.ch/TC57/2013/CIM-schema-cim16#GroundDisconnector | mRID | http://iec.ch/TC57/2013/CIM-schema-cim16#IdentifiedObject.mRID | 0..1 | String | Attribute |  | SSH
HydroGeneratingUnit | http://iec.ch/TC57/2013/CIM-schema-cim16#HydroGeneratingUnit | normalPF | http://iec.ch/TC57/2013/CIM-schema-cim16#GeneratingUnit.normalPF | 1..1 | Float | Attribute |  | SSH
HydroGeneratingUnit | http://iec.ch/TC57/2013/CIM-schema-cim16#HydroGeneratingUnit | name | http://iec.ch/TC57/2013/CIM-schema-cim16#IdentifiedObject.name | 0..1 | String | Attribute |  | SSH
HydroGeneratingUnit | http://iec.ch/TC57/2013/CIM-schema-cim16#HydroGeneratingUnit | mRID | http://iec.ch/TC57/2013/CIM-schema-cim16#IdentifiedObject.mRID | 0..1 | String | Attribute |  | SSH
ACDCConverterDCTerminal | http://iec.ch/TC57/2013/CIM-schema-cim16#ACDCConverterDCTerminal | connected | http://iec.ch/TC57/2013/CIM-schema-cim16#ACDCTerminal.connected | 1..1 | Boolean | Attribute |  | SSH
ACDCConverterDCTerminal | http://iec.ch/TC57/2013/CIM-schema-cim16#ACDCConverterDCTerminal | name | http://iec.ch/TC57/2013/CIM-schema-cim16#IdentifiedObject.name | 0..1 | String | Attribute |  | SSH
ACDCConverterDCTerminal | http://iec.ch/TC57/2013/CIM-schema-cim16#ACDCConverterDCTerminal | mRID | http://iec.ch/TC57/2013/CIM-schema-cim16#IdentifiedObject.mRID | 0..1 | String | Attribute |  | SSH
StaticVarCompensator | http://iec.ch/TC57/2013/CIM-schema-cim16#StaticVarCompensator | q | http://iec.ch/TC57/2013/CIM-schema-cim16#StaticVarCompensator.q | 1..1 | Float | Attribute |  | SSH
StaticVarCompensator | http://iec.ch/TC57/2013/CIM-schema-cim16#StaticVarCompensator | controlEnabled | http://iec.ch/TC57/2013/CIM-schema-cim16#RegulatingCondEq.controlEnabled | 1..1 | Boolean | Attribute |  | SSH
StaticVarCompensator | http://iec.ch/TC57/2013/CIM-schema-cim16#StaticVarCompensator | name | http://iec.ch/TC57/2013/CIM-schema-cim16#IdentifiedObject.name | 0..1 | String | Attribute |  | SSH
StaticVarCompensator | http://iec.ch/TC57/2013/CIM-schema-cim16#StaticVarCompensator | mRID | http://iec.ch/TC57/2013/CIM-schema-cim16#IdentifiedObject.mRID | 0..1 | String | Attribute |  | SSH
NuclearGeneratingUnit | http://iec.ch/TC57/2013/CIM-schema-cim16#NuclearGeneratingUnit | normalPF | http://iec.ch/TC57/2013/CIM-schema-cim16#GeneratingUnit.normalPF | 1..1 | Float | Attribute |  | SSH
NuclearGeneratingUnit | http://iec.ch/TC57/2013/CIM-schema-cim16#NuclearGeneratingUnit | name | http://iec.ch/TC57/2013/CIM-schema-cim16#IdentifiedObject.name | 0..1 | String | Attribute |  | SSH
NuclearGeneratingUnit | http://iec.ch/TC57/2013/CIM-schema-cim16#NuclearGeneratingUnit | mRID | http://iec.ch/TC57/2013/CIM-schema-cim16#IdentifiedObject.mRID | 0..1 | String | Attribute |  | SSH
ControlArea | http://iec.ch/TC57/2013/CIM-schema-cim16#ControlArea | pTolerance | http://iec.ch/TC57/2013/CIM-schema-cim16#ControlArea.pTolerance | 0..1 | Float | Attribute |  | SSH
ControlArea | http://iec.ch/TC57/2013/CIM-schema-cim16#ControlArea | netInterchange | http://iec.ch/TC57/2013/CIM-schema-cim16#ControlArea.netInterchange | 1..1 | Float | Attribute |  | SSH
ControlArea | http://iec.ch/TC57/2013/CIM-schema-cim16#ControlArea | name | http://iec.ch/TC57/2013/CIM-schema-cim16#IdentifiedObject.name | 0..1 | String | Attribute |  | SSH
ControlArea | http://iec.ch/TC57/2013/CIM-schema-cim16#ControlArea | mRID | http://iec.ch/TC57/2013/CIM-schema-cim16#IdentifiedObject.mRID | 0..1 | String | Attribute |  | SSH
EnergyConsumer | http://iec.ch/TC57/2013/CIM-schema-cim16#EnergyConsumer | q | http://iec.ch/TC57/2013/CIM-schema-cim16#EnergyConsumer.q | 1..1 | Float | Attribute |  | SSH
EnergyConsumer | http://iec.ch/TC57/2013/CIM-schema-cim16#EnergyConsumer | p | http://iec.ch/TC57/2013/CIM-schema-cim16#EnergyConsumer.p | 1..1 | Float | Attribute |  | SSH
EnergyConsumer | http://iec.ch/TC57/2013/CIM-schema-cim16#EnergyConsumer | name | http://iec.ch/TC57/2013/CIM-schema-cim16#IdentifiedObject.name | 0..1 | String | Attribute |  | SSH
EnergyConsumer | http://iec.ch/TC57/2013/CIM-schema-cim16#EnergyConsumer | mRID | http://iec.ch/TC57/2013/CIM-schema-cim16#IdentifiedObject.mRID | 0..1 | String | Attribute |  | SSH
GeneratingUnit | http://iec.ch/TC57/2013/CIM-schema-cim16#GeneratingUnit | normalPF | http://iec.ch/TC57/2013/CIM-schema-cim16#GeneratingUnit.normalPF | 1..1 | Float | Attribute |  | SSH
GeneratingUnit | http://iec.ch/TC57/2013/CIM-schema-cim16#GeneratingUnit | name | http://iec.ch/TC57/2013/CIM-schema-cim16#IdentifiedObject.name | 0..1 | String | Attribute |  | SSH
GeneratingUnit | http://iec.ch/TC57/2013/CIM-schema-cim16#GeneratingUnit | mRID | http://iec.ch/TC57/2013/CIM-schema-cim16#IdentifiedObject.mRID | 0..1 | String | Attribute |  | SSH
RegulatingControl | http://iec.ch/TC57/2013/CIM-schema-cim16#RegulatingControl | enabled | http://iec.ch/TC57/2013/CIM-schema-cim16#RegulatingControl.enabled | 1..1 | Boolean | Attribute |  | SSH
RegulatingControl | http://iec.ch/TC57/2013/CIM-schema-cim16#RegulatingControl | discrete | http://iec.ch/TC57/2013/CIM-schema-cim16#RegulatingControl.discrete | 1..1 | Boolean | Attribute |  | SSH
RegulatingControl | http://iec.ch/TC57/2013/CIM-schema-cim16#RegulatingControl | targetValueUnitMultiplier | http://iec.ch/TC57/2013/CIM-schema-cim16#RegulatingControl.targetValueUnitMultiplier | 1..1 | [http://iec.ch/TC57/2013/CIM-schema-cim16#UnitMultiplier.micro, http://iec.ch/TC57/2013/CIM-schema-cim16#UnitMultiplier.G, http://iec.ch/TC57/2013/CIM-schema-cim16#UnitMultiplier.k, http://iec.ch/TC57/2013/CIM-schema-cim16#UnitMultiplier.none, http://iec.ch/TC57/2013/CIM-schema-cim16#UnitMultiplier.T, http://iec.ch/TC57/2013/CIM-schema-cim16#UnitMultiplier.d, http://iec.ch/TC57/2013/CIM-schema-cim16#UnitMultiplier.c, http://iec.ch/TC57/2013/CIM-schema-cim16#UnitMultiplier.m, http://iec.ch/TC57/2013/CIM-schema-cim16#UnitMultiplier.p, http://iec.ch/TC57/2013/CIM-schema-cim16#UnitMultiplier.n, http://iec.ch/TC57/2013/CIM-schema-cim16#UnitMultiplier.M] | Enumeration |  | SSH
RegulatingControl | http://iec.ch/TC57/2013/CIM-schema-cim16#RegulatingControl | targetDeadband | http://iec.ch/TC57/2013/CIM-schema-cim16#RegulatingControl.targetDeadband | 0..1 | Float | Attribute |  | SSH
RegulatingControl | http://iec.ch/TC57/2013/CIM-schema-cim16#RegulatingControl | targetValue | http://iec.ch/TC57/2013/CIM-schema-cim16#RegulatingControl.targetValue | 1..1 | Float | Attribute |  | SSH
RegulatingControl | http://iec.ch/TC57/2013/CIM-schema-cim16#RegulatingControl | name | http://iec.ch/TC57/2013/CIM-schema-cim16#IdentifiedObject.name | 0..1 | String | Attribute |  | SSH
RegulatingControl | http://iec.ch/TC57/2013/CIM-schema-cim16#RegulatingControl | mRID | http://iec.ch/TC57/2013/CIM-schema-cim16#IdentifiedObject.mRID | 0..1 | String | Attribute |  | SSH
Terminal | http://iec.ch/TC57/2013/CIM-schema-cim16#Terminal | connected | http://iec.ch/TC57/2013/CIM-schema-cim16#ACDCTerminal.connected | 1..1 | Boolean | Attribute |  | SSH
Terminal | http://iec.ch/TC57/2013/CIM-schema-cim16#Terminal | name | http://iec.ch/TC57/2013/CIM-schema-cim16#IdentifiedObject.name | 0..1 | String | Attribute |  | SSH
Terminal | http://iec.ch/TC57/2013/CIM-schema-cim16#Terminal | mRID | http://iec.ch/TC57/2013/CIM-schema-cim16#IdentifiedObject.mRID | 0..1 | String | Attribute |  | SSH
StationSupply | http://iec.ch/TC57/2013/CIM-schema-cim16#StationSupply | q | http://iec.ch/TC57/2013/CIM-schema-cim16#EnergyConsumer.q | 1..1 | Float | Attribute |  | SSH
StationSupply | http://iec.ch/TC57/2013/CIM-schema-cim16#StationSupply | p | http://iec.ch/TC57/2013/CIM-schema-cim16#EnergyConsumer.p | 1..1 | Float | Attribute |  | SSH
StationSupply | http://iec.ch/TC57/2013/CIM-schema-cim16#StationSupply | name | http://iec.ch/TC57/2013/CIM-schema-cim16#IdentifiedObject.name | 0..1 | String | Attribute |  | SSH
StationSupply | http://iec.ch/TC57/2013/CIM-schema-cim16#StationSupply | mRID | http://iec.ch/TC57/2013/CIM-schema-cim16#IdentifiedObject.mRID | 0..1 | String | Attribute |  | SSH
CsConverter | http://iec.ch/TC57/2013/CIM-schema-cim16#CsConverter | pPccControl | http://iec.ch/TC57/2013/CIM-schema-cim16#CsConverter.pPccControl | 1..1 | [http://iec.ch/TC57/2013/CIM-schema-cim16#CsPpccControlKind.dcCurrent, http://iec.ch/TC57/2013/CIM-schema-cim16#CsPpccControlKind.dcVoltage, http://iec.ch/TC57/2013/CIM-schema-cim16#CsPpccControlKind.activePower] | Enumeration |  | SSH
CsConverter | http://iec.ch/TC57/2013/CIM-schema-cim16#CsConverter | targetGamma | http://iec.ch/TC57/2013/CIM-schema-cim16#CsConverter.targetGamma | 1..1 | Float | Attribute |  | SSH
CsConverter | http://iec.ch/TC57/2013/CIM-schema-cim16#CsConverter | operatingMode | http://iec.ch/TC57/2013/CIM-schema-cim16#CsConverter.operatingMode | 1..1 | [http://iec.ch/TC57/2013/CIM-schema-cim16#CsOperatingModeKind.rectifier, http://iec.ch/TC57/2013/CIM-schema-cim16#CsOperatingModeKind.inverter] | Enumeration |  | SSH
CsConverter | http://iec.ch/TC57/2013/CIM-schema-cim16#CsConverter | targetAlpha | http://iec.ch/TC57/2013/CIM-schema-cim16#CsConverter.targetAlpha | 1..1 | Float | Attribute |  | SSH
CsConverter | http://iec.ch/TC57/2013/CIM-schema-cim16#CsConverter | targetIdc | http://iec.ch/TC57/2013/CIM-schema-cim16#CsConverter.targetIdc | 1..1 | Float | Attribute |  | SSH
CsConverter | http://iec.ch/TC57/2013/CIM-schema-cim16#CsConverter | targetPpcc | http://iec.ch/TC57/2013/CIM-schema-cim16#ACDCConverter.targetPpcc | 1..1 | Float | Attribute |  | SSH
CsConverter | http://iec.ch/TC57/2013/CIM-schema-cim16#CsConverter | q | http://iec.ch/TC57/2013/CIM-schema-cim16#ACDCConverter.q | 1..1 | Float | Attribute |  | SSH
CsConverter | http://iec.ch/TC57/2013/CIM-schema-cim16#CsConverter | targetUdc | http://iec.ch/TC57/2013/CIM-schema-cim16#ACDCConverter.targetUdc | 1..1 | Float | Attribute |  | SSH
CsConverter | http://iec.ch/TC57/2013/CIM-schema-cim16#CsConverter | p | http://iec.ch/TC57/2013/CIM-schema-cim16#ACDCConverter.p | 1..1 | Float | Attribute |  | SSH
CsConverter | http://iec.ch/TC57/2013/CIM-schema-cim16#CsConverter | name | http://iec.ch/TC57/2013/CIM-schema-cim16#IdentifiedObject.name | 0..1 | String | Attribute |  | SSH
CsConverter | http://iec.ch/TC57/2013/CIM-schema-cim16#CsConverter | mRID | http://iec.ch/TC57/2013/CIM-schema-cim16#IdentifiedObject.mRID | 0..1 | String | Attribute |  | SSH
AsynchronousMachine | http://iec.ch/TC57/2013/CIM-schema-cim16#AsynchronousMachine | asynchronousMachineType | http://iec.ch/TC57/2013/CIM-schema-cim16#AsynchronousMachine.asynchronousMachineType | 1..1 | [http://iec.ch/TC57/2013/CIM-schema-cim16#AsynchronousMachineKind.motor, http://iec.ch/TC57/2013/CIM-schema-cim16#AsynchronousMachineKind.generator] | Enumeration |  | SSH
AsynchronousMachine | http://iec.ch/TC57/2013/CIM-schema-cim16#AsynchronousMachine | p | http://iec.ch/TC57/2013/CIM-schema-cim16#RotatingMachine.p | 1..1 | Float | Attribute |  | SSH
AsynchronousMachine | http://iec.ch/TC57/2013/CIM-schema-cim16#AsynchronousMachine | q | http://iec.ch/TC57/2013/CIM-schema-cim16#RotatingMachine.q | 1..1 | Float | Attribute |  | SSH
AsynchronousMachine | http://iec.ch/TC57/2013/CIM-schema-cim16#AsynchronousMachine | controlEnabled | http://iec.ch/TC57/2013/CIM-schema-cim16#RegulatingCondEq.controlEnabled | 1..1 | Boolean | Attribute |  | SSH
AsynchronousMachine | http://iec.ch/TC57/2013/CIM-schema-cim16#AsynchronousMachine | name | http://iec.ch/TC57/2013/CIM-schema-cim16#IdentifiedObject.name | 0..1 | String | Attribute |  | SSH
AsynchronousMachine | http://iec.ch/TC57/2013/CIM-schema-cim16#AsynchronousMachine | mRID | http://iec.ch/TC57/2013/CIM-schema-cim16#IdentifiedObject.mRID | 0..1 | String | Attribute |  | SSH
LoadBreakSwitch | http://iec.ch/TC57/2013/CIM-schema-cim16#LoadBreakSwitch | open | http://iec.ch/TC57/2013/CIM-schema-cim16#Switch.open | 1..1 | Boolean | Attribute |  | SSH
LoadBreakSwitch | http://iec.ch/TC57/2013/CIM-schema-cim16#LoadBreakSwitch | name | http://iec.ch/TC57/2013/CIM-schema-cim16#IdentifiedObject.name | 0..1 | String | Attribute |  | SSH
LoadBreakSwitch | http://iec.ch/TC57/2013/CIM-schema-cim16#LoadBreakSwitch | mRID | http://iec.ch/TC57/2013/CIM-schema-cim16#IdentifiedObject.mRID | 0..1 | String | Attribute |  | SSH
SynchronousMachine | http://iec.ch/TC57/2013/CIM-schema-cim16#SynchronousMachine | operatingMode | http://iec.ch/TC57/2013/CIM-schema-cim16#SynchronousMachine.operatingMode | 1..1 | [http://iec.ch/TC57/2013/CIM-schema-cim16#SynchronousMachineOperatingMode.motor, http://iec.ch/TC57/2013/CIM-schema-cim16#SynchronousMachineOperatingMode.generator, http://iec.ch/TC57/2013/CIM-schema-cim16#SynchronousMachineOperatingMode.condenser] | Enumeration |  | SSH
SynchronousMachine | http://iec.ch/TC57/2013/CIM-schema-cim16#SynchronousMachine | referencePriority | http://iec.ch/TC57/2013/CIM-schema-cim16#SynchronousMachine.referencePriority | 1..1 | Integer | Attribute |  | SSH
SynchronousMachine | http://iec.ch/TC57/2013/CIM-schema-cim16#SynchronousMachine | p | http://iec.ch/TC57/2013/CIM-schema-cim16#RotatingMachine.p | 1..1 | Float | Attribute |  | SSH
SynchronousMachine | http://iec.ch/TC57/2013/CIM-schema-cim16#SynchronousMachine | q | http://iec.ch/TC57/2013/CIM-schema-cim16#RotatingMachine.q | 1..1 | Float | Attribute |  | SSH
SynchronousMachine | http://iec.ch/TC57/2013/CIM-schema-cim16#SynchronousMachine | controlEnabled | http://iec.ch/TC57/2013/CIM-schema-cim16#RegulatingCondEq.controlEnabled | 1..1 | Boolean | Attribute |  | SSH
SynchronousMachine | http://iec.ch/TC57/2013/CIM-schema-cim16#SynchronousMachine | name | http://iec.ch/TC57/2013/CIM-schema-cim16#IdentifiedObject.name | 0..1 | String | Attribute |  | SSH
SynchronousMachine | http://iec.ch/TC57/2013/CIM-schema-cim16#SynchronousMachine | mRID | http://iec.ch/TC57/2013/CIM-schema-cim16#IdentifiedObject.mRID | 0..1 | String | Attribute |  | SSH
DCTerminal | http://iec.ch/TC57/2013/CIM-schema-cim16#DCTerminal | connected | http://iec.ch/TC57/2013/CIM-schema-cim16#ACDCTerminal.connected | 1..1 | Boolean | Attribute |  | SSH
DCTerminal | http://iec.ch/TC57/2013/CIM-schema-cim16#DCTerminal | name | http://iec.ch/TC57/2013/CIM-schema-cim16#IdentifiedObject.name | 0..1 | String | Attribute |  | SSH
DCTerminal | http://iec.ch/TC57/2013/CIM-schema-cim16#DCTerminal | mRID | http://iec.ch/TC57/2013/CIM-schema-cim16#IdentifiedObject.mRID | 0..1 | String | Attribute |  | SSH
RatioTapChanger | http://iec.ch/TC57/2013/CIM-schema-cim16#RatioTapChanger | step | http://iec.ch/TC57/2013/CIM-schema-cim16#TapChanger.step | 1..1 | Float | Attribute |  | SSH
RatioTapChanger | http://iec.ch/TC57/2013/CIM-schema-cim16#RatioTapChanger | controlEnabled | http://iec.ch/TC57/2013/CIM-schema-cim16#TapChanger.controlEnabled | 1..1 | Boolean | Attribute |  | SSH
RatioTapChanger | http://iec.ch/TC57/2013/CIM-schema-cim16#RatioTapChanger | name | http://iec.ch/TC57/2013/CIM-schema-cim16#IdentifiedObject.name | 0..1 | String | Attribute |  | SSH
RatioTapChanger | http://iec.ch/TC57/2013/CIM-schema-cim16#RatioTapChanger | mRID | http://iec.ch/TC57/2013/CIM-schema-cim16#IdentifiedObject.mRID | 0..1 | String | Attribute |  | SSH
NonlinearShuntCompensator | http://iec.ch/TC57/2013/CIM-schema-cim16#NonlinearShuntCompensator | sections | http://iec.ch/TC57/2013/CIM-schema-cim16#ShuntCompensator.sections | 1..1 | Float | Attribute |  | SSH
NonlinearShuntCompensator | http://iec.ch/TC57/2013/CIM-schema-cim16#NonlinearShuntCompensator | controlEnabled | http://iec.ch/TC57/2013/CIM-schema-cim16#RegulatingCondEq.controlEnabled | 1..1 | Boolean | Attribute |  | SSH
NonlinearShuntCompensator | http://iec.ch/TC57/2013/CIM-schema-cim16#NonlinearShuntCompensator | name | http://iec.ch/TC57/2013/CIM-schema-cim16#IdentifiedObject.name | 0..1 | String | Attribute |  | SSH
NonlinearShuntCompensator | http://iec.ch/TC57/2013/CIM-schema-cim16#NonlinearShuntCompensator | mRID | http://iec.ch/TC57/2013/CIM-schema-cim16#IdentifiedObject.mRID | 0..1 | String | Attribute |  | SSH
DCNode | http://iec.ch/TC57/2013/CIM-schema-cim16#DCNode | DCTopologicalNode | http://iec.ch/TC57/2013/CIM-schema-cim16#DCNode.DCTopologicalNode | 0..1 | N/A | Association |  | TP
DCNode | http://iec.ch/TC57/2013/CIM-schema-cim16#DCNode | name | http://iec.ch/TC57/2013/CIM-schema-cim16#IdentifiedObject.name | 0..1 | String | Attribute |  | TP
DCNode | http://iec.ch/TC57/2013/CIM-schema-cim16#DCNode | mRID | http://iec.ch/TC57/2013/CIM-schema-cim16#IdentifiedObject.mRID | 0..1 | String | Attribute |  | TP
DCNode | http://iec.ch/TC57/2013/CIM-schema-cim16#DCNode | shortName | http://entsoe.eu/CIM/SchemaExtension/3/1#IdentifiedObject.shortName | 0..1 | String | Attribute |  | TP
DCNode | http://iec.ch/TC57/2013/CIM-schema-cim16#DCNode | description | http://iec.ch/TC57/2013/CIM-schema-cim16#IdentifiedObject.description | 0..1 | String | Attribute |  | TP
DCNode | http://iec.ch/TC57/2013/CIM-schema-cim16#DCNode | energyIdentCodeEic | http://entsoe.eu/CIM/SchemaExtension/3/1#IdentifiedObject.energyIdentCodeEic | 0..1 | String | Attribute |  | TP
DCTopologicalNode | http://iec.ch/TC57/2013/CIM-schema-cim16#DCTopologicalNode | DCEquipmentContainer | http://iec.ch/TC57/2013/CIM-schema-cim16#DCTopologicalNode.DCEquipmentContainer | 0..1 | N/A | Association |  | TP
DCTopologicalNode | http://iec.ch/TC57/2013/CIM-schema-cim16#DCTopologicalNode | name | http://iec.ch/TC57/2013/CIM-schema-cim16#IdentifiedObject.name | 0..1 | String | Attribute |  | TP
DCTopologicalNode | http://iec.ch/TC57/2013/CIM-schema-cim16#DCTopologicalNode | mRID | http://iec.ch/TC57/2013/CIM-schema-cim16#IdentifiedObject.mRID | 0..1 | String | Attribute |  | TP
DCTopologicalNode | http://iec.ch/TC57/2013/CIM-schema-cim16#DCTopologicalNode | shortName | http://entsoe.eu/CIM/SchemaExtension/3/1#IdentifiedObject.shortName | 0..1 | String | Attribute |  | TP
DCTopologicalNode | http://iec.ch/TC57/2013/CIM-schema-cim16#DCTopologicalNode | description | http://iec.ch/TC57/2013/CIM-schema-cim16#IdentifiedObject.description | 0..1 | String | Attribute |  | TP
DCTopologicalNode | http://iec.ch/TC57/2013/CIM-schema-cim16#DCTopologicalNode | energyIdentCodeEic | http://entsoe.eu/CIM/SchemaExtension/3/1#IdentifiedObject.energyIdentCodeEic | 0..1 | String | Attribute |  | TP
ACDCConverterDCTerminal | http://iec.ch/TC57/2013/CIM-schema-cim16#ACDCConverterDCTerminal | DCTopologicalNode | http://iec.ch/TC57/2013/CIM-schema-cim16#DCBaseTerminal.DCTopologicalNode | 1 | N/A | Association |  | TP
ACDCConverterDCTerminal | http://iec.ch/TC57/2013/CIM-schema-cim16#ACDCConverterDCTerminal | name | http://iec.ch/TC57/2013/CIM-schema-cim16#IdentifiedObject.name | 0..1 | String | Attribute |  | TP
ACDCConverterDCTerminal | http://iec.ch/TC57/2013/CIM-schema-cim16#ACDCConverterDCTerminal | mRID | http://iec.ch/TC57/2013/CIM-schema-cim16#IdentifiedObject.mRID | 0..1 | String | Attribute |  | TP
ACDCConverterDCTerminal | http://iec.ch/TC57/2013/CIM-schema-cim16#ACDCConverterDCTerminal | shortName | http://entsoe.eu/CIM/SchemaExtension/3/1#IdentifiedObject.shortName | 0..1 | String | Attribute |  | TP
ACDCConverterDCTerminal | http://iec.ch/TC57/2013/CIM-schema-cim16#ACDCConverterDCTerminal | description | http://iec.ch/TC57/2013/CIM-schema-cim16#IdentifiedObject.description | 0..1 | String | Attribute |  | TP
ACDCConverterDCTerminal | http://iec.ch/TC57/2013/CIM-schema-cim16#ACDCConverterDCTerminal | energyIdentCodeEic | http://entsoe.eu/CIM/SchemaExtension/3/1#IdentifiedObject.energyIdentCodeEic | 0..1 | String | Attribute |  | TP
Terminal | http://iec.ch/TC57/2013/CIM-schema-cim16#Terminal | TopologicalNode | http://iec.ch/TC57/2013/CIM-schema-cim16#Terminal.TopologicalNode | 1 | N/A | Association |  | TP
Terminal | http://iec.ch/TC57/2013/CIM-schema-cim16#Terminal | name | http://iec.ch/TC57/2013/CIM-schema-cim16#IdentifiedObject.name | 0..1 | String | Attribute |  | TP
Terminal | http://iec.ch/TC57/2013/CIM-schema-cim16#Terminal | mRID | http://iec.ch/TC57/2013/CIM-schema-cim16#IdentifiedObject.mRID | 0..1 | String | Attribute |  | TP
Terminal | http://iec.ch/TC57/2013/CIM-schema-cim16#Terminal | shortName | http://entsoe.eu/CIM/SchemaExtension/3/1#IdentifiedObject.shortName | 0..1 | String | Attribute |  | TP
Terminal | http://iec.ch/TC57/2013/CIM-schema-cim16#Terminal | description | http://iec.ch/TC57/2013/CIM-schema-cim16#IdentifiedObject.description | 0..1 | String | Attribute |  | TP
Terminal | http://iec.ch/TC57/2013/CIM-schema-cim16#Terminal | energyIdentCodeEic | http://entsoe.eu/CIM/SchemaExtension/3/1#IdentifiedObject.energyIdentCodeEic | 0..1 | String | Attribute |  | TP
TopologicalNode | http://iec.ch/TC57/2013/CIM-schema-cim16#TopologicalNode | BaseVoltage | http://iec.ch/TC57/2013/CIM-schema-cim16#TopologicalNode.BaseVoltage | 1..1 | N/A | Association |  | TP
TopologicalNode | http://iec.ch/TC57/2013/CIM-schema-cim16#TopologicalNode | ReportingGroup | http://iec.ch/TC57/2013/CIM-schema-cim16#TopologicalNode.ReportingGroup | 0..1 | N/A | Association |  | TP
TopologicalNode | http://iec.ch/TC57/2013/CIM-schema-cim16#TopologicalNode | ConnectivityNodeContainer | http://iec.ch/TC57/2013/CIM-schema-cim16#TopologicalNode.ConnectivityNodeContainer | 1 | N/A | Association |  | TP
TopologicalNode | http://iec.ch/TC57/2013/CIM-schema-cim16#TopologicalNode | name | http://iec.ch/TC57/2013/CIM-schema-cim16#IdentifiedObject.name | 0..1 | String | Attribute |  | TP
TopologicalNode | http://iec.ch/TC57/2013/CIM-schema-cim16#TopologicalNode | mRID | http://iec.ch/TC57/2013/CIM-schema-cim16#IdentifiedObject.mRID | 0..1 | String | Attribute |  | TP
TopologicalNode | http://iec.ch/TC57/2013/CIM-schema-cim16#TopologicalNode | shortName | http://entsoe.eu/CIM/SchemaExtension/3/1#IdentifiedObject.shortName | 0..1 | String | Attribute |  | TP
TopologicalNode | http://iec.ch/TC57/2013/CIM-schema-cim16#TopologicalNode | description | http://iec.ch/TC57/2013/CIM-schema-cim16#IdentifiedObject.description | 0..1 | String | Attribute |  | TP
TopologicalNode | http://iec.ch/TC57/2013/CIM-schema-cim16#TopologicalNode | energyIdentCodeEic | http://entsoe.eu/CIM/SchemaExtension/3/1#IdentifiedObject.energyIdentCodeEic | 0..1 | String | Attribute |  | TP
ConnectivityNode | http://iec.ch/TC57/2013/CIM-schema-cim16#ConnectivityNode | TopologicalNode | http://iec.ch/TC57/2013/CIM-schema-cim16#ConnectivityNode.TopologicalNode | 0..1 | N/A | Association |  | TP
DCTerminal | http://iec.ch/TC57/2013/CIM-schema-cim16#DCTerminal | DCTopologicalNode | http://iec.ch/TC57/2013/CIM-schema-cim16#DCBaseTerminal.DCTopologicalNode | 1 | N/A | Association |  | TP
DCTerminal | http://iec.ch/TC57/2013/CIM-schema-cim16#DCTerminal | name | http://iec.ch/TC57/2013/CIM-schema-cim16#IdentifiedObject.name | 0..1 | String | Attribute |  | TP
DCTerminal | http://iec.ch/TC57/2013/CIM-schema-cim16#DCTerminal | mRID | http://iec.ch/TC57/2013/CIM-schema-cim16#IdentifiedObject.mRID | 0..1 | String | Attribute |  | TP
DCTerminal | http://iec.ch/TC57/2013/CIM-schema-cim16#DCTerminal | shortName | http://entsoe.eu/CIM/SchemaExtension/3/1#IdentifiedObject.shortName | 0..1 | String | Attribute |  | TP
DCTerminal | http://iec.ch/TC57/2013/CIM-schema-cim16#DCTerminal | description | http://iec.ch/TC57/2013/CIM-schema-cim16#IdentifiedObject.description | 0..1 | String | Attribute |  | TP
DCTerminal | http://iec.ch/TC57/2013/CIM-schema-cim16#DCTerminal | energyIdentCodeEic | http://entsoe.eu/CIM/SchemaExtension/3/1#IdentifiedObject.energyIdentCodeEic | 0..1 | String | Attribute |  | TP
SvInjection | http://iec.ch/TC57/2013/CIM-schema-cim16#SvInjection | qInjection | http://iec.ch/TC57/2013/CIM-schema-cim16#SvInjection.qInjection | 0..1 | Float | Attribute |  | SV
SvInjection | http://iec.ch/TC57/2013/CIM-schema-cim16#SvInjection | TopologicalNode | http://iec.ch/TC57/2013/CIM-schema-cim16#SvInjection.TopologicalNode | 1 | N/A | Association |  | SV
SvInjection | http://iec.ch/TC57/2013/CIM-schema-cim16#SvInjection | pInjection | http://iec.ch/TC57/2013/CIM-schema-cim16#SvInjection.pInjection | 1..1 | Float | Attribute |  | SV
VsConverter | http://iec.ch/TC57/2013/CIM-schema-cim16#VsConverter | uf | http://iec.ch/TC57/2013/CIM-schema-cim16#VsConverter.uf | 1..1 | Float | Attribute |  | SV
VsConverter | http://iec.ch/TC57/2013/CIM-schema-cim16#VsConverter | delta | http://iec.ch/TC57/2013/CIM-schema-cim16#VsConverter.delta | 1..1 | Float | Attribute |  | SV
VsConverter | http://iec.ch/TC57/2013/CIM-schema-cim16#VsConverter | uc | http://iec.ch/TC57/2013/CIM-schema-cim16#ACDCConverter.uc | 1..1 | Float | Attribute |  | SV
VsConverter | http://iec.ch/TC57/2013/CIM-schema-cim16#VsConverter | idc | http://iec.ch/TC57/2013/CIM-schema-cim16#ACDCConverter.idc | 1..1 | Float | Attribute |  | SV
VsConverter | http://iec.ch/TC57/2013/CIM-schema-cim16#VsConverter | poleLossP | http://iec.ch/TC57/2013/CIM-schema-cim16#ACDCConverter.poleLossP | 1..1 | Float | Attribute |  | SV
VsConverter | http://iec.ch/TC57/2013/CIM-schema-cim16#VsConverter | udc | http://iec.ch/TC57/2013/CIM-schema-cim16#ACDCConverter.udc | 1..1 | Float | Attribute |  | SV
SvStatus | http://iec.ch/TC57/2013/CIM-schema-cim16#SvStatus | inService | http://iec.ch/TC57/2013/CIM-schema-cim16#SvStatus.inService | 1..1 | Boolean | Attribute |  | SV
SvStatus | http://iec.ch/TC57/2013/CIM-schema-cim16#SvStatus | ConductingEquipment | http://iec.ch/TC57/2013/CIM-schema-cim16#SvStatus.ConductingEquipment | 1 | N/A | Association |  | SV
SvTapStep | http://iec.ch/TC57/2013/CIM-schema-cim16#SvTapStep | TapChanger | http://iec.ch/TC57/2013/CIM-schema-cim16#SvTapStep.TapChanger | 1 | N/A | Association |  | SV
SvTapStep | http://iec.ch/TC57/2013/CIM-schema-cim16#SvTapStep | position | http://iec.ch/TC57/2013/CIM-schema-cim16#SvTapStep.position | 1..1 | Float | Attribute |  | SV
TopologicalIsland | http://iec.ch/TC57/2013/CIM-schema-cim16#TopologicalIsland | AngleRefTopologicalNode | http://iec.ch/TC57/2013/CIM-schema-cim16#TopologicalIsland.AngleRefTopologicalNode | 1 | N/A | Association |  | SV
TopologicalIsland | http://iec.ch/TC57/2013/CIM-schema-cim16#TopologicalIsland | TopologicalNodes | http://iec.ch/TC57/2013/CIM-schema-cim16#TopologicalIsland.TopologicalNodes | 1..n | N/A | Association |  | SV
TopologicalIsland | http://iec.ch/TC57/2013/CIM-schema-cim16#TopologicalIsland | name | http://iec.ch/TC57/2013/CIM-schema-cim16#IdentifiedObject.name | 1..1 | String | Attribute |  | SV
TopologicalIsland | http://iec.ch/TC57/2013/CIM-schema-cim16#TopologicalIsland | mRID | http://iec.ch/TC57/2013/CIM-schema-cim16#IdentifiedObject.mRID | 0..1 | String | Attribute |  | SV
SvPowerFlow | http://iec.ch/TC57/2013/CIM-schema-cim16#SvPowerFlow | q | http://iec.ch/TC57/2013/CIM-schema-cim16#SvPowerFlow.q | 1..1 | Float | Attribute |  | SV
SvPowerFlow | http://iec.ch/TC57/2013/CIM-schema-cim16#SvPowerFlow | p | http://iec.ch/TC57/2013/CIM-schema-cim16#SvPowerFlow.p | 1..1 | Float | Attribute |  | SV
SvPowerFlow | http://iec.ch/TC57/2013/CIM-schema-cim16#SvPowerFlow | Terminal | http://iec.ch/TC57/2013/CIM-schema-cim16#SvPowerFlow.Terminal | 1 | N/A | Association |  | SV
DCTopologicalIsland | http://iec.ch/TC57/2013/CIM-schema-cim16#DCTopologicalIsland | DCTopologicalNodes | http://iec.ch/TC57/2013/CIM-schema-cim16#DCTopologicalIsland.DCTopologicalNodes | 1..n | N/A | Association |  | SV
DCTopologicalIsland | http://iec.ch/TC57/2013/CIM-schema-cim16#DCTopologicalIsland | name | http://iec.ch/TC57/2013/CIM-schema-cim16#IdentifiedObject.name | 1..1 | String | Attribute |  | SV
DCTopologicalIsland | http://iec.ch/TC57/2013/CIM-schema-cim16#DCTopologicalIsland | mRID | http://iec.ch/TC57/2013/CIM-schema-cim16#IdentifiedObject.mRID | 0..1 | String | Attribute |  | SV
CsConverter | http://iec.ch/TC57/2013/CIM-schema-cim16#CsConverter | gamma | http://iec.ch/TC57/2013/CIM-schema-cim16#CsConverter.gamma | 1..1 | Float | Attribute |  | SV
CsConverter | http://iec.ch/TC57/2013/CIM-schema-cim16#CsConverter | alpha | http://iec.ch/TC57/2013/CIM-schema-cim16#CsConverter.alpha | 1..1 | Float | Attribute |  | SV
CsConverter | http://iec.ch/TC57/2013/CIM-schema-cim16#CsConverter | uc | http://iec.ch/TC57/2013/CIM-schema-cim16#ACDCConverter.uc | 1..1 | Float | Attribute |  | SV
CsConverter | http://iec.ch/TC57/2013/CIM-schema-cim16#CsConverter | idc | http://iec.ch/TC57/2013/CIM-schema-cim16#ACDCConverter.idc | 1..1 | Float | Attribute |  | SV
CsConverter | http://iec.ch/TC57/2013/CIM-schema-cim16#CsConverter | poleLossP | http://iec.ch/TC57/2013/CIM-schema-cim16#ACDCConverter.poleLossP | 1..1 | Float | Attribute |  | SV
CsConverter | http://iec.ch/TC57/2013/CIM-schema-cim16#CsConverter | udc | http://iec.ch/TC57/2013/CIM-schema-cim16#ACDCConverter.udc | 1..1 | Float | Attribute |  | SV
SvShuntCompensatorSections | http://iec.ch/TC57/2013/CIM-schema-cim16#SvShuntCompensatorSections | sections | http://iec.ch/TC57/2013/CIM-schema-cim16#SvShuntCompensatorSections.sections | 1..1 | Float | Attribute |  | SV
SvShuntCompensatorSections | http://iec.ch/TC57/2013/CIM-schema-cim16#SvShuntCompensatorSections | ShuntCompensator | http://iec.ch/TC57/2013/CIM-schema-cim16#SvShuntCompensatorSections.ShuntCompensator | 1 | N/A | Association |  | SV
SvVoltage | http://iec.ch/TC57/2013/CIM-schema-cim16#SvVoltage | TopologicalNode | http://iec.ch/TC57/2013/CIM-schema-cim16#SvVoltage.TopologicalNode | 1 | N/A | Association |  | SV
SvVoltage | http://iec.ch/TC57/2013/CIM-schema-cim16#SvVoltage | v | http://iec.ch/TC57/2013/CIM-schema-cim16#SvVoltage.v | 1..1 | Float | Attribute |  | SV
SvVoltage | http://iec.ch/TC57/2013/CIM-schema-cim16#SvVoltage | angle | http://iec.ch/TC57/2013/CIM-schema-cim16#SvVoltage.angle | 1..1 | Float | Attribute |  | SV