## config
| Property | Value
0 | BaseMVA | 100
1 | Version | 4
2 | Name | Pegasus 89 Bus
3 | Comments | nan
4 | ModelVersion | 3
5 | UserName | 122166244916416:santi
6 | program | GridCal

## area
| name | idtag | longitude | latitude
0 | Default area | a2ecac0587a54e3cb7b64ae5bc99db90 | 0.0 | 0.0

## zone
| name | idtag | longitude | latitude
0 | Default zone | 05146765b8b744cb8062fbf37195480f | 0.0 | 0.0

## substation
| name | idtag | longitude | latitude
0 | Default substation | 360d68704b3c4805a402b3dedda67aa1 | 0.0 | 0.0

## country
| name | idtag | longitude | latitude
0 | Default country | bcafbc7f76fc42579fe47c8864a880ff | 0.0 | 0.0

## bus
| name | idtag | code | active | is_slack | is_dc | Vnom | Vmin | Vmax | r_fault | x_fault | x | y | h | w | country | area | zone | substation | longitude | latitude
0 | bus 0 | e6f81d2d315642a3b402c75f0c5f82cc |  | True | False | False | 380.0 | 0.9 | 1.1 | 0 | 0 | -321.0 | -963.0 | 20.0 | 180.0 | bcafbc7f76fc42579fe47c8864a880ff | a2ecac0587a54e3cb7b64ae5bc99db90 | 05146765b8b744cb8062fbf37195480f | 360d68704b3c4805a402b3dedda67aa1 | 0.0 | 0.0
1 | bus 1 | 3b323a79bef545f097b0f1f47fcae980 |  | True | False | False | 150.0 | 0.9 | 1.1 | 0 | 0 | 434.0 | -783.0 | 20.0 | 180.0 | bcafbc7f76fc42579fe47c8864a880ff | a2ecac0587a54e3cb7b64ae5bc99db90 | 05146765b8b744cb8062fbf37195480f | 360d68704b3c4805a402b3dedda67aa1 | 0.0 | 0.0
2 | bus 2 | a939b862ed294410acc3d48ebe9363ad |  | True | False | False | 150.0 | 0.9 | 1.1 | 0 | 0 | 214.0 | -864.0 | 20.0 | 180.0 | bcafbc7f76fc42579fe47c8864a880ff | a2ecac0587a54e3cb7b64ae5bc99db90 | 05146765b8b744cb8062fbf37195480f | 360d68704b3c4805a402b3dedda67aa1 | 0.0 | 0.0
3 | bus 3 | a0c11881605b474aa1a97e58f5c28073 |  | True | False | False | 380.0 | 0.9 | 1.1 | 0 | 0 | -1529.0 | 1151.0 | 20.0 | 180.0 | bcafbc7f76fc42579fe47c8864a880ff | a2ecac0587a54e3cb7b64ae5bc99db90 | 05146765b8b744cb8062fbf37195480f | 360d68704b3c4805a402b3dedda67aa1 | 0.0 | 0.0
4 | bus 4 | 5ab7f0094d874495bd59a3ee5fd89fe2 |  | True | False | False | 380.0 | 0.9 | 1.1 | 0 | 0 | -1529.0 | 2810.0 | 20.0 | 180.0 | bcafbc7f76fc42579fe47c8864a880ff | a2ecac0587a54e3cb7b64ae5bc99db90 | 05146765b8b744cb8062fbf37195480f | 360d68704b3c4805a402b3dedda67aa1 | 0.0 | 0.0
5 | bus 5 | adc6f09f3d19483b8f670517d53c91e4 |  | True | False | False | 150.0 | 0.9 | 1.1 | 0 | 0 | -554.0 | 612.0 | 20.0 | 180.0 | bcafbc7f76fc42579fe47c8864a880ff | a2ecac0587a54e3cb7b64ae5bc99db90 | 05146765b8b744cb8062fbf37195480f | 360d68704b3c4805a402b3dedda67aa1 | 0.0 | 0.0
6 | bus 6 | c49c2dcadef3485fa5edaa7184b4056a |  | True | True | False | 380.0 | 0.9 | 1.1 | 0 | 0 | 1158.0 | -2596.0 | 20.0 | 180.0 | bcafbc7f76fc42579fe47c8864a880ff | a2ecac0587a54e3cb7b64ae5bc99db90 | 05146765b8b744cb8062fbf37195480f | 360d68704b3c4805a402b3dedda67aa1 | 0.0 | 0.0
7 | bus 7 | 4b8ac342a11148e5a8f9d293231ff1bb |  | True | False | False | 150.0 | 0.9 | 1.1 | 0 | 0 | -480.0 | -2925.0 | 20.0 | 180.0 | bcafbc7f76fc42579fe47c8864a880ff | a2ecac0587a54e3cb7b64ae5bc99db90 | 05146765b8b744cb8062fbf37195480f | 360d68704b3c4805a402b3dedda67aa1 | 0.0 | 0.0
8 | bus 8 | 7ec1eaf40f334411b2146bb100e74e92 |  | True | False | False | 380.0 | 0.9 | 1.1 | 0 | 0 | -1054.0 | 4369.0 | 20.0 | 180.0 | bcafbc7f76fc42579fe47c8864a880ff | a2ecac0587a54e3cb7b64ae5bc99db90 | 05146765b8b744cb8062fbf37195480f | 360d68704b3c4805a402b3dedda67aa1 | 0.0 | 0.0
9 | bus 9 | c735a931325e406f8a464a95c2463d89 |  | True | False | False | 380.0 | 0.9 | 1.1 | 0 | 0 | 912.0 | 1076.0 | 20.0 | 180.0 | bcafbc7f76fc42579fe47c8864a880ff | a2ecac0587a54e3cb7b64ae5bc99db90 | 05146765b8b744cb8062fbf37195480f | 360d68704b3c4805a402b3dedda67aa1 | 0.0 | 0.0
10 | bus 10 | 5e01433ba8a047f88e5bce6792628e69 |  | True | False | False | 380.0 | 0.9 | 1.1 | 0 | 0 | -1016.0 | 2409.0 | 20.0 | 180.0 | bcafbc7f76fc42579fe47c8864a880ff | a2ecac0587a54e3cb7b64ae5bc99db90 | 05146765b8b744cb8062fbf37195480f | 360d68704b3c4805a402b3dedda67aa1 | 0.0 | 0.0
11 | bus 11 | a25d9e4058cc42518f2868aebb3500cc |  | True | False | False | 380.0 | 0.9 | 1.1 | 0 | 0 | -959.0 | 23.0 | 20.0 | 180.0 | bcafbc7f76fc42579fe47c8864a880ff | a2ecac0587a54e3cb7b64ae5bc99db90 | 05146765b8b744cb8062fbf37195480f | 360d68704b3c4805a402b3dedda67aa1 | 0.0 | 0.0
12 | bus 12 | e368a0d832204974adf6597f111ed34f |  | True | False | False | 220.0 | 0.9 | 1.1 | 0 | 0 | -602.0 | 958.0 | 20.0 | 180.0 | bcafbc7f76fc42579fe47c8864a880ff | a2ecac0587a54e3cb7b64ae5bc99db90 | 05146765b8b744cb8062fbf37195480f | 360d68704b3c4805a402b3dedda67aa1 | 0.0 | 0.0
13 | bus 13 | 4becdde8bf07415caa5540f81ad3b46f |  | True | False | False | 150.0 | 0.9 | 1.1 | 0 | 0 | -1769.0 | -479.0 | 20.0 | 180.0 | bcafbc7f76fc42579fe47c8864a880ff | a2ecac0587a54e3cb7b64ae5bc99db90 | 05146765b8b744cb8062fbf37195480f | 360d68704b3c4805a402b3dedda67aa1 | 0.0 | 0.0
14 | bus 14 | 90910c9e4c6f42f4b669ba9806633d13 |  | True | False | False | 380.0 | 0.9 | 1.1 | 0 | 0 | -3323.0 | -1490.0 | 20.0 | 180.0 | bcafbc7f76fc42579fe47c8864a880ff | a2ecac0587a54e3cb7b64ae5bc99db90 | 05146765b8b744cb8062fbf37195480f | 360d68704b3c4805a402b3dedda67aa1 | 0.0 | 0.0
15 | bus 15 | 3f4d8251e9ae4e9fb894bce44209fad4 |  | True | False | False | 150.0 | 0.9 | 1.1 | 0 | 0 | 843.0 | -869.0 | 20.0 | 180.0 | bcafbc7f76fc42579fe47c8864a880ff | a2ecac0587a54e3cb7b64ae5bc99db90 | 05146765b8b744cb8062fbf37195480f | 360d68704b3c4805a402b3dedda67aa1 | 0.0 | 0.0
16 | bus 16 | 6e784b87d46d4db792a023fc6f2f07cb |  | True | False | False | 380.0 | 0.9 | 1.1 | 0 | 0 | 1301.0 | -857.0 | 20.0 | 180.0 | bcafbc7f76fc42579fe47c8864a880ff | a2ecac0587a54e3cb7b64ae5bc99db90 | 05146765b8b744cb8062fbf37195480f | 360d68704b3c4805a402b3dedda67aa1 | 0.0 | 0.0
17 | bus 17 | fbdfe9d94c3d493ea23b237d9033b25f |  | True | False | False | 380.0 | 0.9 | 1.1 | 0 | 0 | 1279.0 | 221.0 | 20.0 | 180.0 | bcafbc7f76fc42579fe47c8864a880ff | a2ecac0587a54e3cb7b64ae5bc99db90 | 05146765b8b744cb8062fbf37195480f | 360d68704b3c4805a402b3dedda67aa1 | 0.0 | 0.0
18 | bus 18 | 6b9611c06ce74079ad79fa799eaccbd6 |  | True | False | False | 220.0 | 0.9 | 1.1 | 0 | 0 | -748.0 | 1812.0 | 20.0 | 180.0 | bcafbc7f76fc42579fe47c8864a880ff | a2ecac0587a54e3cb7b64ae5bc99db90 | 05146765b8b744cb8062fbf37195480f | 360d68704b3c4805a402b3dedda67aa1 | 0.0 | 0.0
19 | bus 19 | 73cfe0c44f8541f3890734732d393f34 |  | True | False | False | 150.0 | 0.9 | 1.1 | 0 | 0 | -250.0 | -1967.0 | 20.0 | 180.0 | bcafbc7f76fc42579fe47c8864a880ff | a2ecac0587a54e3cb7b64ae5bc99db90 | 05146765b8b744cb8062fbf37195480f | 360d68704b3c4805a402b3dedda67aa1 | 0.0 | 0.0
20 | bus 20 | b03f5ec99ae94064881ee151998b78a5 |  | True | False | False | 380.0 | 0.9 | 1.1 | 0 | 0 | 1438.0 | -2871.0 | 20.0 | 180.0 | bcafbc7f76fc42579fe47c8864a880ff | a2ecac0587a54e3cb7b64ae5bc99db90 | 05146765b8b744cb8062fbf37195480f | 360d68704b3c4805a402b3dedda67aa1 | 0.0 | 0.0
21 | bus 21 | 476aae1e95e94c47bf57fadd93147579 |  | True | False | False | 380.0 | 0.9 | 1.1 | 0 | 0 | 3526.0 | -2950.0 | 20.0 | 180.0 | bcafbc7f76fc42579fe47c8864a880ff | a2ecac0587a54e3cb7b64ae5bc99db90 | 05146765b8b744cb8062fbf37195480f | 360d68704b3c4805a402b3dedda67aa1 | 0.0 | 0.0
22 | bus 22 | c0006afd74d54936b18da0115197a534 |  | True | False | False | 150.0 | 0.9 | 1.1 | 0 | 0 | -1406.0 | -3693.0 | 20.0 | 180.0 | bcafbc7f76fc42579fe47c8864a880ff | a2ecac0587a54e3cb7b64ae5bc99db90 | 05146765b8b744cb8062fbf37195480f | 360d68704b3c4805a402b3dedda67aa1 | 0.0 | 0.0
23 | bus 23 | 893a6aa05daa4538bc9138286157f440 |  | True | False | False | 380.0 | 0.9 | 1.1 | 0 | 0 | -2034.0 | 1652.0 | 20.0 | 180.0 | bcafbc7f76fc42579fe47c8864a880ff | a2ecac0587a54e3cb7b64ae5bc99db90 | 05146765b8b744cb8062fbf37195480f | 360d68704b3c4805a402b3dedda67aa1 | 0.0 | 0.0
24 | bus 24 | 76b3661f68ad48519d9351e5bbfec8d7 |  | True | False | False | 380.0 | 0.9 | 1.1 | 0 | 0 | 251.0 | -2723.0 | 20.0 | 180.0 | bcafbc7f76fc42579fe47c8864a880ff | a2ecac0587a54e3cb7b64ae5bc99db90 | 05146765b8b744cb8062fbf37195480f | 360d68704b3c4805a402b3dedda67aa1 | 0.0 | 0.0
25 | bus 25 | 523fc722201e42a69fdcc73bcb63c371 |  | True | False | False | 150.0 | 0.9 | 1.1 | 0 | 0 | -78.0 | -326.0 | 20.0 | 180.0 | bcafbc7f76fc42579fe47c8864a880ff | a2ecac0587a54e3cb7b64ae5bc99db90 | 05146765b8b744cb8062fbf37195480f | 360d68704b3c4805a402b3dedda67aa1 | 0.0 | 0.0
26 | bus 26 | 73787062c1fe41e1b414274335ce09a4 |  | True | False | False | 380.0 | 0.9 | 1.1 | 0 | 0 | 387.0 | -4237.0 | 20.0 | 180.0 | bcafbc7f76fc42579fe47c8864a880ff | a2ecac0587a54e3cb7b64ae5bc99db90 | 05146765b8b744cb8062fbf37195480f | 360d68704b3c4805a402b3dedda67aa1 | 0.0 | 0.0
27 | bus 27 | e4f7b64180df45f59f5c347333e56c29 |  | True | False | False | 150.0 | 0.9 | 1.1 | 0 | 0 | -520.0 | 197.0 | 20.0 | 180.0 | bcafbc7f76fc42579fe47c8864a880ff | a2ecac0587a54e3cb7b64ae5bc99db90 | 05146765b8b744cb8062fbf37195480f | 360d68704b3c4805a402b3dedda67aa1 | 0.0 | 0.0
28 | bus 28 | be557d373fb44a399e898009ba6b1845 |  | True | False | False | 380.0 | 0.9 | 1.1 | 0 | 0 | 1107.0 | -253.0 | 20.0 | 180.0 | bcafbc7f76fc42579fe47c8864a880ff | a2ecac0587a54e3cb7b64ae5bc99db90 | 05146765b8b744cb8062fbf37195480f | 360d68704b3c4805a402b3dedda67aa1 | 0.0 | 0.0
29 | bus 29 | 86018b36680d456aa120601cceba5044 |  | True | False | False | 380.0 | 0.9 | 1.1 | 0 | 0 | -691.0 | 4342.0 | 20.0 | 180.0 | bcafbc7f76fc42579fe47c8864a880ff | a2ecac0587a54e3cb7b64ae5bc99db90 | 05146765b8b744cb8062fbf37195480f | 360d68704b3c4805a402b3dedda67aa1 | 0.0 | 0.0
30 | bus 30 | cc45a9bd1b064dd281111fc1ad68d408 |  | True | False | False | 150.0 | 0.9 | 1.1 | 0 | 0 | 157.0 | -2077.0 | 20.0 | 180.0 | bcafbc7f76fc42579fe47c8864a880ff | a2ecac0587a54e3cb7b64ae5bc99db90 | 05146765b8b744cb8062fbf37195480f | 360d68704b3c4805a402b3dedda67aa1 | 0.0 | 0.0
31 | bus 31 | 64637db1adb84e15b3a05a65cbe57aa1 |  | True | False | False | 380.0 | 0.9 | 1.1 | 0 | 0 | -2167.0 | 3615.0 | 20.0 | 180.0 | bcafbc7f76fc42579fe47c8864a880ff | a2ecac0587a54e3cb7b64ae5bc99db90 | 05146765b8b744cb8062fbf37195480f | 360d68704b3c4805a402b3dedda67aa1 | 0.0 | 0.0
32 | bus 32 | 27c5ee9c917847118987cb82543330c6 |  | True | False | False | 150.0 | 0.9 | 1.1 | 0 | 0 | 991.0 | -756.0 | 20.0 | 180.0 | bcafbc7f76fc42579fe47c8864a880ff | a2ecac0587a54e3cb7b64ae5bc99db90 | 05146765b8b744cb8062fbf37195480f | 360d68704b3c4805a402b3dedda67aa1 | 0.0 | 0.0
33 | bus 33 | 1bab43d01b774122bae73838ecaee7d9 |  | True | False | False | 150.0 | 0.9 | 1.1 | 0 | 0 | -1241.0 | 1773.0 | 20.0 | 180.0 | bcafbc7f76fc42579fe47c8864a880ff | a2ecac0587a54e3cb7b64ae5bc99db90 | 05146765b8b744cb8062fbf37195480f | 360d68704b3c4805a402b3dedda67aa1 | 0.0 | 0.0
34 | bus 34 | e98ba952695c4bd8badf186e5374d47b |  | True | False | False | 150.0 | 0.9 | 1.1 | 0 | 0 | -39.0 | -616.0 | 20.0 | 180.0 | bcafbc7f76fc42579fe47c8864a880ff | a2ecac0587a54e3cb7b64ae5bc99db90 | 05146765b8b744cb8062fbf37195480f | 360d68704b3c4805a402b3dedda67aa1 | 0.0 | 0.0
35 | bus 35 | dd9858efd72c4c2a82ca01d364950bdf |  | True | False | False | 150.0 | 0.9 | 1.1 | 0 | 0 | 102.0 | -3356.0 | 20.0 | 180.0 | bcafbc7f76fc42579fe47c8864a880ff | a2ecac0587a54e3cb7b64ae5bc99db90 | 05146765b8b744cb8062fbf37195480f | 360d68704b3c4805a402b3dedda67aa1 | 0.0 | 0.0
36 | bus 36 | ff8b937b253945d2b5d6ff158aa21325 |  | True | False | False | 380.0 | 0.9 | 1.1 | 0 | 0 | 2168.0 | -1629.0 | 20.0 | 180.0 | bcafbc7f76fc42579fe47c8864a880ff | a2ecac0587a54e3cb7b64ae5bc99db90 | 05146765b8b744cb8062fbf37195480f | 360d68704b3c4805a402b3dedda67aa1 | 0.0 | 0.0
37 | bus 37 | 7283be2090dc47368d4629e7d9052bcd |  | True | False | False | 150.0 | 0.9 | 1.1 | 0 | 0 | 240.0 | 845.0 | 20.0 | 180.0 | bcafbc7f76fc42579fe47c8864a880ff | a2ecac0587a54e3cb7b64ae5bc99db90 | 05146765b8b744cb8062fbf37195480f | 360d68704b3c4805a402b3dedda67aa1 | 0.0 | 0.0
38 | bus 38 | 7fb8a49c8bea442f9851cf11381a68d5 |  | True | False | False | 150.0 | 0.9 | 1.1 | 0 | 0 | 393.0 | 408.0 | 20.0 | 180.0 | bcafbc7f76fc42579fe47c8864a880ff | a2ecac0587a54e3cb7b64ae5bc99db90 | 05146765b8b744cb8062fbf37195480f | 360d68704b3c4805a402b3dedda67aa1 | 0.0 | 0.0
39 | bus 39 | 13d7b3d315c64a0aa3586d1d7e9b387b |  | True | False | False | 150.0 | 0.9 | 1.1 | 0 | 0 | 63.0 | -512.0 | 20.0 | 180.0 | bcafbc7f76fc42579fe47c8864a880ff | a2ecac0587a54e3cb7b64ae5bc99db90 | 05146765b8b744cb8062fbf37195480f | 360d68704b3c4805a402b3dedda67aa1 | 0.0 | 0.0
40 | bus 40 | 66e7dc52c5944e52ac6fd06fbd9ee41b |  | True | False | False | 150.0 | 0.9 | 1.1 | 0 | 0 | -368.0 | -206.0 | 20.0 | 180.0 | bcafbc7f76fc42579fe47c8864a880ff | a2ecac0587a54e3cb7b64ae5bc99db90 | 05146765b8b744cb8062fbf37195480f | 360d68704b3c4805a402b3dedda67aa1 | 0.0 | 0.0
41 | bus 41 | 17da125779504189bc6fd05a7f6ffc0c |  | True | False | False | 150.0 | 0.9 | 1.1 | 0 | 0 | 734.0 | 181.0 | 20.0 | 180.0 | bcafbc7f76fc42579fe47c8864a880ff | a2ecac0587a54e3cb7b64ae5bc99db90 | 05146765b8b744cb8062fbf37195480f | 360d68704b3c4805a402b3dedda67aa1 | 0.0 | 0.0
42 | bus 42 | 2673cfc0408e4f7b91909dc8fe9c7c1a |  | True | False | False | 150.0 | 0.9 | 1.1 | 0 | 0 | -134.0 | 19.0 | 20.0 | 180.0 | bcafbc7f76fc42579fe47c8864a880ff | a2ecac0587a54e3cb7b64ae5bc99db90 | 05146765b8b744cb8062fbf37195480f | 360d68704b3c4805a402b3dedda67aa1 | 0.0 | 0.0
43 | bus 43 | c19c360dfdd34003b2d6304127cc5252 |  | True | False | False | 380.0 | 0.9 | 1.1 | 0 | 0 | -905.0 | 3359.0 | 20.0 | 180.0 | bcafbc7f76fc42579fe47c8864a880ff | a2ecac0587a54e3cb7b64ae5bc99db90 | 05146765b8b744cb8062fbf37195480f | 360d68704b3c4805a402b3dedda67aa1 | 0.0 | 0.0
44 | bus 44 | f43a35fadbd448a0ae16fb2cc808ae5f |  | True | False | False | 150.0 | 0.9 | 1.1 | 0 | 0 | 1762.0 | -852.0 | 20.0 | 180.0 | bcafbc7f76fc42579fe47c8864a880ff | a2ecac0587a54e3cb7b64ae5bc99db90 | 05146765b8b744cb8062fbf37195480f | 360d68704b3c4805a402b3dedda67aa1 | 0.0 | 0.0
45 | bus 45 | 816a6aa820b843da817ce7c25ce87864 |  | True | False | False | 150.0 | 0.9 | 1.1 | 0 | 0 | 8.0 | -850.0 | 20.0 | 180.0 | bcafbc7f76fc42579fe47c8864a880ff | a2ecac0587a54e3cb7b64ae5bc99db90 | 05146765b8b744cb8062fbf37195480f | 360d68704b3c4805a402b3dedda67aa1 | 0.0 | 0.0
46 | bus 46 | 45152486ca3b47b9856fc03ec6a7849d |  | True | False | False | 220.0 | 0.9 | 1.1 | 0 | 0 | -854.0 | 657.0 | 20.0 | 180.0 | bcafbc7f76fc42579fe47c8864a880ff | a2ecac0587a54e3cb7b64ae5bc99db90 | 05146765b8b744cb8062fbf37195480f | 360d68704b3c4805a402b3dedda67aa1 | 0.0 | 0.0
47 | bus 47 | 0064f097c385452296505ea6d106583d |  | True | False | False | 380.0 | 0.9 | 1.1 | 0 | 0 | -2709.0 | 2684.0 | 20.0 | 180.0 | bcafbc7f76fc42579fe47c8864a880ff | a2ecac0587a54e3cb7b64ae5bc99db90 | 05146765b8b744cb8062fbf37195480f | 360d68704b3c4805a402b3dedda67aa1 | 0.0 | 0.0
48 | bus 48 | b2d6e4d60e8e45d58e6ed728ff8f73b3 |  | True | False | False | 380.0 | 0.9 | 1.1 | 0 | 0 | -1886.0 | -969.0 | 20.0 | 180.0 | bcafbc7f76fc42579fe47c8864a880ff | a2ecac0587a54e3cb7b64ae5bc99db90 | 05146765b8b744cb8062fbf37195480f | 360d68704b3c4805a402b3dedda67aa1 | 0.0 | 0.0
49 | bus 49 | beef3db21fb74e9a87053710106c198e |  | True | False | False | 150.0 | 0.9 | 1.1 | 0 | 0 | 889.0 | -183.0 | 20.0 | 180.0 | bcafbc7f76fc42579fe47c8864a880ff | a2ecac0587a54e3cb7b64ae5bc99db90 | 05146765b8b744cb8062fbf37195480f | 360d68704b3c4805a402b3dedda67aa1 | 0.0 | 0.0
50 | bus 50 | 1a8f3038f9674c1590686662cc11aefa |  | True | False | False | 380.0 | 0.9 | 1.1 | 0 | 0 | 3330.0 | -3274.0 | 20.0 | 180.0 | bcafbc7f76fc42579fe47c8864a880ff | a2ecac0587a54e3cb7b64ae5bc99db90 | 05146765b8b744cb8062fbf37195480f | 360d68704b3c4805a402b3dedda67aa1 | 0.0 | 0.0
51 | bus 51 | 2548fe13044a4d01b57890f568c2f7f6 |  | True | False | False | 150.0 | 0.9 | 1.1 | 0 | 0 | 255.0 | -1135.0 | 20.0 | 180.0 | bcafbc7f76fc42579fe47c8864a880ff | a2ecac0587a54e3cb7b64ae5bc99db90 | 05146765b8b744cb8062fbf37195480f | 360d68704b3c4805a402b3dedda67aa1 | 0.0 | 0.0
52 | bus 52 | f7a6962f4cee434f948aafadaebfcb64 |  | True | False | False | 380.0 | 0.9 | 1.1 | 0 | 0 | -4465.0 | -1908.0 | 20.0 | 180.0 | bcafbc7f76fc42579fe47c8864a880ff | a2ecac0587a54e3cb7b64ae5bc99db90 | 05146765b8b744cb8062fbf37195480f | 360d68704b3c4805a402b3dedda67aa1 | 0.0 | 0.0
53 | bus 53 | 9926fa52966b43f4a88d2883936cf974 |  | True | False | False | 380.0 | 0.9 | 1.1 | 0 | 0 | 2599.0 | -2608.0 | 20.0 | 180.0 | bcafbc7f76fc42579fe47c8864a880ff | a2ecac0587a54e3cb7b64ae5bc99db90 | 05146765b8b744cb8062fbf37195480f | 360d68704b3c4805a402b3dedda67aa1 | 0.0 | 0.0
54 | bus 54 | 98d11e8d234e4d478c1cb559d81b02d6 |  | True | False | False | 380.0 | 0.9 | 1.1 | 0 | 0 | -334.0 | -3252.0 | 20.0 | 180.0 | bcafbc7f76fc42579fe47c8864a880ff | a2ecac0587a54e3cb7b64ae5bc99db90 | 05146765b8b744cb8062fbf37195480f | 360d68704b3c4805a402b3dedda67aa1 | 0.0 | 0.0
55 | bus 55 | d109aab3c1ae428b8b44255ed7443d0e |  | True | False | False | 380.0 | 0.9 | 1.1 | 0 | 0 | -1971.0 | 2141.0 | 20.0 | 180.0 | bcafbc7f76fc42579fe47c8864a880ff | a2ecac0587a54e3cb7b64ae5bc99db90 | 05146765b8b744cb8062fbf37195480f | 360d68704b3c4805a402b3dedda67aa1 | 0.0 | 0.0
56 | bus 56 | 525dc7126d754b0290fecdb4be4c489b |  | True | False | False | 380.0 | 0.9 | 1.1 | 0 | 0 | 652.0 | -3692.0 | 20.0 | 180.0 | bcafbc7f76fc42579fe47c8864a880ff | a2ecac0587a54e3cb7b64ae5bc99db90 | 05146765b8b744cb8062fbf37195480f | 360d68704b3c4805a402b3dedda67aa1 | 0.0 | 0.0
57 | bus 57 | 94a37a3d37c148daa9f9b29703620a74 |  | True | False | False | 220.0 | 0.9 | 1.1 | 0 | 0 | -487.0 | 2278.0 | 20.0 | 180.0 | bcafbc7f76fc42579fe47c8864a880ff | a2ecac0587a54e3cb7b64ae5bc99db90 | 05146765b8b744cb8062fbf37195480f | 360d68704b3c4805a402b3dedda67aa1 | 0.0 | 0.0
58 | bus 58 | 17787c9329124ff48100a357051f52f1 |  | True | False | False | 380.0 | 0.9 | 1.1 | 0 | 0 | 1266.0 | 1134.0 | 20.0 | 180.0 | bcafbc7f76fc42579fe47c8864a880ff | a2ecac0587a54e3cb7b64ae5bc99db90 | 05146765b8b744cb8062fbf37195480f | 360d68704b3c4805a402b3dedda67aa1 | 0.0 | 0.0
59 | bus 59 | d88759ec9f3f4aac935f3ab46043e7ed |  | True | False | False | 380.0 | 0.9 | 1.1 | 0 | 0 | -1638.0 | 3795.0 | 20.0 | 180.0 | bcafbc7f76fc42579fe47c8864a880ff | a2ecac0587a54e3cb7b64ae5bc99db90 | 05146765b8b744cb8062fbf37195480f | 360d68704b3c4805a402b3dedda67aa1 | 0.0 | 0.0
60 | bus 60 | 62862eef7d654a7c8952057e92ad28c7 |  | True | False | False | 150.0 | 0.9 | 1.1 | 0 | 0 | -456.0 | -1355.0 | 20.0 | 180.0 | bcafbc7f76fc42579fe47c8864a880ff | a2ecac0587a54e3cb7b64ae5bc99db90 | 05146765b8b744cb8062fbf37195480f | 360d68704b3c4805a402b3dedda67aa1 | 0.0 | 0.0
61 | bus 61 | c6787a157e074c18862c7b92a2ace0fb |  | True | False | False | 380.0 | 0.9 | 1.1 | 0 | 0 | -1001.0 | -3525.0 | 20.0 | 180.0 | bcafbc7f76fc42579fe47c8864a880ff | a2ecac0587a54e3cb7b64ae5bc99db90 | 05146765b8b744cb8062fbf37195480f | 360d68704b3c4805a402b3dedda67aa1 | 0.0 | 0.0
62 | bus 62 | 39d3c982e4844df79b3d3e1fcc211793 |  | True | False | False | 380.0 | 0.9 | 1.1 | 0 | 0 | -22.0 | 1842.0 | 20.0 | 180.0 | bcafbc7f76fc42579fe47c8864a880ff | a2ecac0587a54e3cb7b64ae5bc99db90 | 05146765b8b744cb8062fbf37195480f | 360d68704b3c4805a402b3dedda67aa1 | 0.0 | 0.0
63 | bus 63 | 7f420df7e2ac4455b555012a10f0cab6 |  | True | False | False | 380.0 | 0.9 | 1.1 | 0 | 0 | -966.0 | -4093.0 | 20.0 | 180.0 | bcafbc7f76fc42579fe47c8864a880ff | a2ecac0587a54e3cb7b64ae5bc99db90 | 05146765b8b744cb8062fbf37195480f | 360d68704b3c4805a402b3dedda67aa1 | 0.0 | 0.0
64 | bus 64 | f637368be0b04a289546152988809954 |  | True | False | False | 150.0 | 0.9 | 1.1 | 0 | 0 | -78.0 | -114.0 | 20.0 | 180.0 | bcafbc7f76fc42579fe47c8864a880ff | a2ecac0587a54e3cb7b64ae5bc99db90 | 05146765b8b744cb8062fbf37195480f | 360d68704b3c4805a402b3dedda67aa1 | 0.0 | 0.0
65 | bus 65 | e01313fae1b944058665ee7cb1daded4 |  | True | False | False | 380.0 | 0.9 | 1.1 | 0 | 0 | -5298.0 | -2217.0 | 20.0 | 180.0 | bcafbc7f76fc42579fe47c8864a880ff | a2ecac0587a54e3cb7b64ae5bc99db90 | 05146765b8b744cb8062fbf37195480f | 360d68704b3c4805a402b3dedda67aa1 | 0.0 | 0.0
66 | bus 66 | 37386b78406c4df181617ca0ee0786aa |  | True | False | False | 150.0 | 0.9 | 1.1 | 0 | 0 | 142.0 | -342.0 | 20.0 | 180.0 | bcafbc7f76fc42579fe47c8864a880ff | a2ecac0587a54e3cb7b64ae5bc99db90 | 05146765b8b744cb8062fbf37195480f | 360d68704b3c4805a402b3dedda67aa1 | 0.0 | 0.0
67 | bus 67 | 5379b4c20aad41f2bbff250f26b0a684 |  | True | False | False | 380.0 | 0.9 | 1.1 | 0 | 0 | -3808.0 | 3320.0 | 20.0 | 180.0 | bcafbc7f76fc42579fe47c8864a880ff | a2ecac0587a54e3cb7b64ae5bc99db90 | 05146765b8b744cb8062fbf37195480f | 360d68704b3c4805a402b3dedda67aa1 | 0.0 | 0.0
68 | bus 68 | 5943df9f87df4cc28e9d0cf25a1b2f82 |  | True | False | False | 380.0 | 0.9 | 1.1 | 0 | 0 | 561.0 | -1728.0 | 20.0 | 180.0 | bcafbc7f76fc42579fe47c8864a880ff | a2ecac0587a54e3cb7b64ae5bc99db90 | 05146765b8b744cb8062fbf37195480f | 360d68704b3c4805a402b3dedda67aa1 | 0.0 | 0.0
69 | bus 69 | 222e1208fcf449e39d7a6d1c98470b46 |  | True | False | False | 220.0 | 0.9 | 1.1 | 0 | 0 | -478.0 | -1795.0 | 20.0 | 180.0 | bcafbc7f76fc42579fe47c8864a880ff | a2ecac0587a54e3cb7b64ae5bc99db90 | 05146765b8b744cb8062fbf37195480f | 360d68704b3c4805a402b3dedda67aa1 | 0.0 | 0.0
70 | bus 70 | 7c9e91370d5c4870abdc6dfa378bcb4e |  | True | False | False | 380.0 | 0.9 | 1.1 | 0 | 0 | -1933.0 | 3773.0 | 20.0 | 180.0 | bcafbc7f76fc42579fe47c8864a880ff | a2ecac0587a54e3cb7b64ae5bc99db90 | 05146765b8b744cb8062fbf37195480f | 360d68704b3c4805a402b3dedda67aa1 | 0.0 | 0.0
71 | bus 71 | 5b61b2751643488f904c6cc64bc7a4d1 |  | True | False | False | 150.0 | 0.9 | 1.1 | 0 | 0 | 1810.0 | 1223.0 | 20.0 | 180.0 | bcafbc7f76fc42579fe47c8864a880ff | a2ecac0587a54e3cb7b64ae5bc99db90 | 05146765b8b744cb8062fbf37195480f | 360d68704b3c4805a402b3dedda67aa1 | 0.0 | 0.0
72 | bus 72 | ed49bd0a923b4de1a4a43748114db992 |  | True | False | False | 380.0 | 0.9 | 1.1 | 0 | 0 | -646.0 | -1153.0 | 20.0 | 180.0 | bcafbc7f76fc42579fe47c8864a880ff | a2ecac0587a54e3cb7b64ae5bc99db90 | 05146765b8b744cb8062fbf37195480f | 360d68704b3c4805a402b3dedda67aa1 | 0.0 | 0.0
73 | bus 73 | 21f4a46b56d24db68100a6b04bc0652d |  | True | False | False | 380.0 | 0.9 | 1.1 | 0 | 0 | -59.0 | -1460.0 | 20.0 | 180.0 | bcafbc7f76fc42579fe47c8864a880ff | a2ecac0587a54e3cb7b64ae5bc99db90 | 05146765b8b744cb8062fbf37195480f | 360d68704b3c4805a402b3dedda67aa1 | 0.0 | 0.0
74 | bus 74 | 900114671c5e462cb43fb1cd788037c4 |  | True | False | False | 150.0 | 0.9 | 1.1 | 0 | 0 | 935.0 | -1994.0 | 20.0 | 180.0 | bcafbc7f76fc42579fe47c8864a880ff | a2ecac0587a54e3cb7b64ae5bc99db90 | 05146765b8b744cb8062fbf37195480f | 360d68704b3c4805a402b3dedda67aa1 | 0.0 | 0.0
75 | bus 75 | d4b527b5fd9141a196c930a11988307d |  | True | False | False | 380.0 | 0.9 | 1.1 | 0 | 0 | -1198.0 | 2065.0 | 20.0 | 180.0 | bcafbc7f76fc42579fe47c8864a880ff | a2ecac0587a54e3cb7b64ae5bc99db90 | 05146765b8b744cb8062fbf37195480f | 360d68704b3c4805a402b3dedda67aa1 | 0.0 | 0.0
76 | bus 76 | ed46102e24ef4268a6a14f0f986198cc |  | True | False | False | 150.0 | 0.9 | 1.1 | 0 | 0 | -701.0 | -172.0 | 20.0 | 180.0 | bcafbc7f76fc42579fe47c8864a880ff | a2ecac0587a54e3cb7b64ae5bc99db90 | 05146765b8b744cb8062fbf37195480f | 360d68704b3c4805a402b3dedda67aa1 | 0.0 | 0.0
77 | bus 77 | 88055a0d82e54d878f72cb0b8a13d35d |  | True | False | False | 150.0 | 0.9 | 1.1 | 0 | 0 | 1948.0 | -1821.0 | 20.0 | 180.0 | bcafbc7f76fc42579fe47c8864a880ff | a2ecac0587a54e3cb7b64ae5bc99db90 | 05146765b8b744cb8062fbf37195480f | 360d68704b3c4805a402b3dedda67aa1 | 0.0 | 0.0
78 | bus 78 | 315c954f3685406aafb4cde566e7d101 |  | True | False | False | 380.0 | 0.9 | 1.1 | 0 | 0 | 838.0 | 66.0 | 20.0 | 180.0 | bcafbc7f76fc42579fe47c8864a880ff | a2ecac0587a54e3cb7b64ae5bc99db90 | 05146765b8b744cb8062fbf37195480f | 360d68704b3c4805a402b3dedda67aa1 | 0.0 | 0.0
79 | bus 79 | 846d450fe8bb48cb9504f82465c98959 |  | True | False | False | 380.0 | 0.9 | 1.1 | 0 | 0 | -4570.0 | 3793.0 | 20.0 | 180.0 | bcafbc7f76fc42579fe47c8864a880ff | a2ecac0587a54e3cb7b64ae5bc99db90 | 05146765b8b744cb8062fbf37195480f | 360d68704b3c4805a402b3dedda67aa1 | 0.0 | 0.0
80 | bus 80 | be5cf6f887e64348af45d85aa56f33c3 |  | True | False | False | 380.0 | 0.9 | 1.1 | 0 | 0 | -560.0 | 1347.0 | 20.0 | 180.0 | bcafbc7f76fc42579fe47c8864a880ff | a2ecac0587a54e3cb7b64ae5bc99db90 | 05146765b8b744cb8062fbf37195480f | 360d68704b3c4805a402b3dedda67aa1 | 0.0 | 0.0
81 | bus 81 | bdb7268b97454dc6b484e6f063c5a159 |  | True | False | False | 380.0 | 0.9 | 1.1 | 0 | 0 | 781.0 | 638.0 | 20.0 | 180.0 | bcafbc7f76fc42579fe47c8864a880ff | a2ecac0587a54e3cb7b64ae5bc99db90 | 05146765b8b744cb8062fbf37195480f | 360d68704b3c4805a402b3dedda67aa1 | 0.0 | 0.0
82 | bus 82 | aec4eba178074108aa9eb46392e2fba9 |  | True | False | False | 380.0 | 0.9 | 1.1 | 0 | 0 | 548.0 | 1175.0 | 20.0 | 180.0 | bcafbc7f76fc42579fe47c8864a880ff | a2ecac0587a54e3cb7b64ae5bc99db90 | 05146765b8b744cb8062fbf37195480f | 360d68704b3c4805a402b3dedda67aa1 | 0.0 | 0.0
83 | bus 83 | b22867a273e041deb55ba38c70fcf235 |  | True | False | False | 150.0 | 0.9 | 1.1 | 0 | 0 | -907.0 | -2692.0 | 20.0 | 180.0 | bcafbc7f76fc42579fe47c8864a880ff | a2ecac0587a54e3cb7b64ae5bc99db90 | 05146765b8b744cb8062fbf37195480f | 360d68704b3c4805a402b3dedda67aa1 | 0.0 | 0.0
84 | bus 84 | 59dfff55152e4270a2b8cea277a71bb1 |  | True | False | False | 380.0 | 0.9 | 1.1 | 0 | 0 | -411.0 | 3273.0 | 20.0 | 180.0 | bcafbc7f76fc42579fe47c8864a880ff | a2ecac0587a54e3cb7b64ae5bc99db90 | 05146765b8b744cb8062fbf37195480f | 360d68704b3c4805a402b3dedda67aa1 | 0.0 | 0.0
85 | bus 85 | a8fdd4a0e9354d2a86b07a6768dadfc0 |  | True | False | False | 380.0 | 0.9 | 1.1 | 0 | 0 | 862.0 | -1292.0 | 20.0 | 180.0 | bcafbc7f76fc42579fe47c8864a880ff | a2ecac0587a54e3cb7b64ae5bc99db90 | 05146765b8b744cb8062fbf37195480f | 360d68704b3c4805a402b3dedda67aa1 | 0.0 | 0.0
86 | bus 86 | 585d8057a8d4430395b18878c0bad54e |  | True | False | False | 380.0 | 0.9 | 1.1 | 0 | 0 | 625.0 | -1016.0 | 20.0 | 180.0 | bcafbc7f76fc42579fe47c8864a880ff | a2ecac0587a54e3cb7b64ae5bc99db90 | 05146765b8b744cb8062fbf37195480f | 360d68704b3c4805a402b3dedda67aa1 | 0.0 | 0.0
87 | bus 87 | 7ff03fc6e10b49208606f88626d504e4 |  | True | False | False | 150.0 | 0.9 | 1.1 | 0 | 0 | -595.0 | -2485.0 | 20.0 | 180.0 | bcafbc7f76fc42579fe47c8864a880ff | a2ecac0587a54e3cb7b64ae5bc99db90 | 05146765b8b744cb8062fbf37195480f | 360d68704b3c4805a402b3dedda67aa1 | 0.0 | 0.0
88 | bus 88 | 4700253c71494dcd8fd1546ee88e0d07 |  | True | False | False | 380.0 | 0.9 | 1.1 | 0 | 0 | -2332.0 | 3368.0 | 20.0 | 180.0 | bcafbc7f76fc42579fe47c8864a880ff | a2ecac0587a54e3cb7b64ae5bc99db90 | 05146765b8b744cb8062fbf37195480f | 360d68704b3c4805a402b3dedda67aa1 | 0.0 | 0.0

## load
| name | idtag | bus | active | P | Q | Ir | Ii | G | B | mttf | mttr | Cost
0 | Load1@bus 1 | 9c6c0197e4fd477a9f3119e58c21e6ba | 3b323a79bef545f097b0f1f47fcae980 | True | -23.43 | 57.4 | 0.0 | 0.0 | 0 | 0 | 0.0 | 0.0 | 0.0
1 | Load1@bus 2 | b5422cb4af254d7cae98f434c1a6f516 | a939b862ed294410acc3d48ebe9363ad | True | 96.7 | 26.8 | 0.0 | 0.0 | 0 | 0 | 0.0 | 0.0 | 0.0
2 | Load1@bus 5 | a92400697c794197932fafd7fdf207c5 | adc6f09f3d19483b8f670517d53c91e4 | True | 295.3 | 41.9 | 0.0 | 0.0 | 0 | 0 | 0.0 | 0.0 | 0.0
3 | Load1@bus 7 | f22a29fcedda4054b45c724f5374b211 | 4b8ac342a11148e5a8f9d293231ff1bb | True | 244.2 | 152.7 | 0.0 | 0.0 | 0 | 0 | 0.0 | 0.0 | 0.0
4 | Load1@bus 10 | ecfcc50b2acb483a987f8c67a2dd6389 | 5e01433ba8a047f88e5bce6792628e69 | True | 149.3 | -2.0 | 0.0 | 0.0 | 0 | 0 | 0.0 | 0.0 | 0.0
5 | Load1@bus 12 | 9da9d6dd33164152bea45df619e49605 | e368a0d832204974adf6597f111ed34f | True | 238.4 | 210.9 | 0.0 | 0.0 | 0 | 0 | 0.0 | 0.0 | 0.0
6 | Load1@bus 15 | 50c11d55ad5546caa5be5e621eb284ca | 3f4d8251e9ae4e9fb894bce44209fad4 | True | 274.1 | 166.5 | 0.0 | 0.0 | 0 | 0 | 0.0 | 0.0 | 0.0
7 | Load1@bus 18 | c1266bbe5fff47ce9d63fb39034745cf | 6b9611c06ce74079ad79fa799eaccbd6 | True | 63.66 | 9.7 | 0.0 | 0.0 | 0 | 0 | 0.0 | 0.0 | 0.0
8 | Load1@bus 19 | 00cd50e7f8f643748c28c9ebca605e4d | 73cfe0c44f8541f3890734732d393f34 | True | 118.4 | 137.0 | 0.0 | 0.0 | 0 | 0 | 0.0 | 0.0 | 0.0
9 | Load1@bus 21 | ce1914fcd4c54237b3e5d51fa347ef3a | 476aae1e95e94c47bf57fadd93147579 | True | -357.45 | 33.05 | 0.0 | 0.0 | 0 | 0 | 0.0 | 0.0 | 0.0
10 | Load1@bus 22 | 8fa36321c7ab41c9bc9768d91e46008b | c0006afd74d54936b18da0115197a534 | True | 8.6 | -1.48 | 0.0 | 0.0 | 0 | 0 | 0.0 | 0.0 | 0.0
11 | Load1@bus 25 | a626b034006545ada20ca2998f334a5a | 523fc722201e42a69fdcc73bcb63c371 | True | 402.1 | 110.2 | 0.0 | 0.0 | 0 | 0 | 0.0 | 0.0 | 0.0
12 | Load1@bus 27 | 22cdfd62d75549658455aa88b8dbbb8e | e4f7b64180df45f59f5c347333e56c29 | True | 301.9 | -103.2 | 0.0 | 0.0 | 0 | 0 | 0.0 | 0.0 | 0.0
13 | Load1@bus 30 | b1da325d0a8644278d2f67e09ec64096 | cc45a9bd1b064dd281111fc1ad68d408 | True | 203.8 | 61.0 | 0.0 | 0.0 | 0 | 0 | 0.0 | 0.0 | 0.0
14 | Load1@bus 31 | 734656f279334ff8b4818fed1c007fe1 | 64637db1adb84e15b3a05a65cbe57aa1 | True | 361.91 | 3.66 | 0.0 | 0.0 | 0 | 0 | 0.0 | 0.0 | 0.0
15 | Load1@bus 32 | 8c7f908c8b6149928e874516cf6b19f3 | 27c5ee9c917847118987cb82543330c6 | True | 296.1 | 82.3 | 0.0 | 0.0 | 0 | 0 | 0.0 | 0.0 | 0.0
16 | Load1@bus 34 | 7389cdffac51416f82ebceb86580e70c | e98ba952695c4bd8badf186e5374d47b | True | 226.3 | 61.1 | 0.0 | 0.0 | 0 | 0 | 0.0 | 0.0 | 0.0
17 | Load1@bus 39 | 60da5691d8b04459a8a4643a6f115a0e | 13d7b3d315c64a0aa3586d1d7e9b387b | True | 296.8 | 77.7 | 0.0 | 0.0 | 0 | 0 | 0.0 | 0.0 | 0.0
18 | Load1@bus 40 | e5b4c566ca42433a880777df76504511 | 66e7dc52c5944e52ac6fd06fbd9ee41b | True | 336.3 | 104.4 | 0.0 | 0.0 | 0 | 0 | 0.0 | 0.0 | 0.0
19 | Load1@bus 42 | 542ddd087179442985f68e3ef9723353 | 2673cfc0408e4f7b91909dc8fe9c7c1a | True | 390.5 | 62.5 | 0.0 | 0.0 | 0 | 0 | 0.0 | 0.0 | 0.0
20 | Load1@bus 43 | 42d0b2e87b4848e0b1af98f2e1706c4c | c19c360dfdd34003b2d6304127cc5252 | True | 37.0 | 8.7 | 0.0 | 0.0 | 0 | 0 | 0.0 | 0.0 | 0.0
21 | Load1@bus 45 | 052abd65da3a4c849cd44d24c3c762c1 | 816a6aa820b843da817ce7c25ce87864 | True | 411.3 | 168.0 | 0.0 | 0.0 | 0 | 0 | 0.0 | 0.0 | 0.0
22 | Load1@bus 46 | d3c2a10eb12f48b88ba83a9decb96537 | 45152486ca3b47b9856fc03ec6a7849d | True | 347.61 | 74.37 | 0.0 | 0.0 | 0 | 0 | 0.0 | 0.0 | 0.0
23 | Load1@bus 51 | 8514ac51a4b741dd855534e6ff6169c1 | 2548fe13044a4d01b57890f568c2f7f6 | True | 222.7 | 80.5 | 0.0 | 0.0 | 0 | 0 | 0.0 | 0.0 | 0.0
24 | Load1@bus 54 | be2d8a31052c42a5878e7fcc7446bb95 | 98d11e8d234e4d478c1cb559d81b02d6 | True | -456.66 | -131.97 | 0.0 | 0.0 | 0 | 0 | 0.0 | 0.0 | 0.0
25 | Load1@bus 57 | becd05e71b9a42688df3fe8507b8b2b3 | 94a37a3d37c148daa9f9b29703620a74 | True | 355.98 | -147.98 | 0.0 | 0.0 | 0 | 0 | 0.0 | 0.0 | 0.0
26 | Load1@bus 60 | fb352981c5f045219568ea72784b7b60 | 62862eef7d654a7c8952057e92ad28c7 | True | 326.9 | -82.3 | 0.0 | 0.0 | 0 | 0 | 0.0 | 0.0 | 0.0
27 | Load1@bus 65 | a2f0a100a72e43e79216787561a7a870 | e01313fae1b944058665ee7cb1daded4 | True | -179.73 | -63.08 | 0.0 | 0.0 | 0 | 0 | 0.0 | 0.0 | 0.0
28 | Load1@bus 66 | 6b2e45d3eebb4febb4e5a2b515b7db92 | 37386b78406c4df181617ca0ee0786aa | True | 531.7 | -12.8 | 0.0 | 0.0 | 0 | 0 | 0.0 | 0.0 | 0.0
29 | Load1@bus 69 | 3daff6dad6e141578ef4594ea7662a98 | 222e1208fcf449e39d7a6d1c98470b46 | True | -114.36 | 30.04 | 0.0 | 0.0 | 0 | 0 | 0.0 | 0.0 | 0.0
30 | Load1@bus 71 | c5f0709f11f146cab458c4886f1c656e | 5b61b2751643488f904c6cc64bc7a4d1 | True | 39.34 | -10.7 | 0.0 | 0.0 | 0 | 0 | 0.0 | 0.0 | 0.0
31 | Load1@bus 76 | 8c5e33cda3fe49de9c7e43289c629f60 | ed46102e24ef4268a6a14f0f986198cc | True | 637.92 | 139.57 | 0.0 | 0.0 | 0 | 0 | 0.0 | 0.0 | 0.0
32 | Load1@bus 79 | bc5cd55ae67c4b829a6af5e6bb6203b9 | 846d450fe8bb48cb9504f82465c98959 | True | -1299.13 | -140.85 | 0.0 | 0.0 | 0 | 0 | 0.0 | 0.0 | 0.0
33 | Load1@bus 83 | 92feae3a04094351b3d848a91e3bb71e | b22867a273e041deb55ba38c70fcf235 | True | 925.91 | 147.97 | 0.0 | 0.0 | 0 | 0 | 0.0 | 0.0 | 0.0
34 | Load1@bus 87 | 3fd26f51e53f405a894c2428d82e591c | 7ff03fc6e10b49208606f88626d504e4 | True | 17.92 | 23.3 | 0.0 | 0.0 | 0 | 0 | 0.0 | 0.0 | 0.0

## static_generator
name | idtag | bus | active | P | Q | mttf | mttr

## battery
name | idtag | bus | active | is_controlled | P | Pf | Vset | Snom | Enom | max_soc | min_soc | soc_0 | charge_efficiency | discharge_efficiency | discharge_per_cycle | Qmin | Qmax | Pmin | Pmax | Cost | enabled_dispatch | mttf | mttr

## generator
| name | idtag | bus | active | is_controlled | P | Pf | Vset | Snom | Qmin | Qmax | Pmin | Pmax | Cost | enabled_dispatch | mttf | mttr | technology
0 | gen 0 | 228ecc8afc494343a5e6dbdac488f2e5 | c49c2dcadef3485fa5edaa7184b4056a | True | True | 1249.4 | 0.8 | 1.030951 | 9999.0 | -269.94 | 772.11 | 0.0 | 9999.0 | 1.0 | True | 0.0 | 0.0 | Combined cycle
1 | gen 1 | d1d106b0a011476f8bd6034b3a77ecae | b03f5ec99ae94064881ee151998b78a5 | True | True | 1269.4 | 0.8 | 1.03888 | 9999.0 | -257.62 | 661.9 | 0.0 | 9999.0 | 1.0 | True | 0.0 | 0.0 | Combined cycle
2 | gen 2 | 04641f777173481783ead8b35410b9b3 | 893a6aa05daa4538bc9138286157f440 | True | True | 362.0 | 0.8 | 1.038741 | 9999.0 | -78.83 | 228.16 | 0.0 | 9999.0 | 1.0 | True | 0.0 | 0.0 | Combined cycle
3 | gen 3 | a5050b71613b44a0ad8a90f8ff410e30 | ff8b937b253945d2b5d6ff158aa21325 | True | True | 1097.4 | 0.8 | 1.05217 | 9999.0 | -282.01 | 943.64 | 0.0 | 9999.0 | 1.0 | True | 0.0 | 0.0 | Combined cycle
4 | gen 4 | bf11d940ed9b4f7fb053176bc998463f | 17da125779504189bc6fd05a7f6ffc0c | True | True | -545.7 | 0.8 | 1.047701 | 9999.0 | -29.81 | 92.96 | 0.0 | 9999.0 | 1.0 | True | 0.0 | 0.0 | Combined cycle
5 | gen 5 | 91d19ecce610456a9145c61bbbdabcd5 | f43a35fadbd448a0ae16fb2cc808ae5f | True | True | 21.1 | 0.8 | 1.05444 | 9999.0 | -4.11 | 8.91 | 0.0 | 9999.0 | 1.0 | True | 0.0 | 0.0 | Combined cycle
6 | gen 6 | c07b2509b20c4dc398be3d0fc172dee3 | d109aab3c1ae428b8b44255ed7443d0e | True | True | 879.6 | 0.8 | 1.052521 | 9999.0 | -189.97 | 545.68 | 0.0 | 9999.0 | 1.0 | True | 0.0 | 0.0 | Combined cycle
7 | gen 7 | a53ffa39cf084a7e989abe5c0509a1cd | d88759ec9f3f4aac935f3ab46043e7ed | True | True | 949.7 | 0.8 | 1.053791 | 9999.0 | -183.48 | 429.61 | 0.0 | 9999.0 | 1.0 | True | 0.0 | 0.0 | Combined cycle
8 | gen 8 | 00fa56dee7c74ba9affcb520192cc25b | f637368be0b04a289546152988809954 | True | True | -681.7 | 0.8 | 1.033972 | 9999.0 | -6.64 | 14.78 | 0.0 | 9999.0 | 1.0 | True | 0.0 | 0.0 | Combined cycle
9 | gen 9 | 163f6a1556d3444ca9a628272420727b | 7c9e91370d5c4870abdc6dfa378bcb4e | True | True | 419.0 | 0.8 | 1.052291 | 9999.0 | -93.22 | 274.2 | 0.0 | 9999.0 | 1.0 | True | 0.0 | 0.0 | Combined cycle
10 | gen 10 | 604262f965274b18a40d09632ea6f268 | be5cf6f887e64348af45d85aa56f33c3 | True | True | 427.0 | 0.8 | 1.023822 | 9999.0 | -93.65 | 273.94 | 0.0 | 9999.0 | 1.0 | True | 0.0 | 0.0 | Combined cycle
11 | gen 11 | a99ccb9444564ac6a7648f576e0da565 | 4700253c71494dcd8fd1546ee88e0d07 | True | True | 419.0 | 0.8 | 1.052319 | 9999.0 | -93.22 | 274.2 | 0.0 | 9999.0 | 1.0 | True | 0.0 | 0.0 | Combined cycle

## shunt
| name | idtag | bus | active | controlled | G | B | Bmin | Bmax | mttf | mttr
0 | shunt1@bus 0 | 26142f33aa954270ad339dff29ffe37d | e6f81d2d315642a3b402c75f0c5f82cc | True | False | 0.199111 | 4.530599 | 0.0 | 0.0 | 0.0 | 0.0
1 | shunt1@bus 3 | a4624fce811141a3b310f7200d23d2e5 | a0c11881605b474aa1a97e58f5c28073 | True | False | 0.045946 | -1.82203 | 0.0 | 0.0 | 0.0 | 0.0
2 | shunt1@bus 4 | 9d3246da721a43d396181ba5db7bfdbb | 5ab7f0094d874495bd59a3ee5fd89fe2 | True | False | 0.174507 | 73.977052 | 0.0 | 0.0 | 0.0 | 0.0
3 | shunt1@bus 8 | 5a6f9fc56c7941b1a94640add6b6039c | 7ec1eaf40f334411b2146bb100e74e92 | True | False | 0.0 | 0.55 | 0.0 | 0.0 | 0.0 | 0.0
4 | shunt1@bus 9 | 90f33ea3ef23411abaa21f19c1b7a253 | c735a931325e406f8a464a95c2463d89 | True | False | 0.0 | 16.04 | 0.0 | 0.0 | 0.0 | 0.0
5 | shunt1@bus 10 | 0a4bcb45d5e04ae996f6e56f2bec384c | 5e01433ba8a047f88e5bce6792628e69 | True | False | 0.0 | 20.77 | 0.0 | 0.0 | 0.0 | 0.0
6 | shunt1@bus 11 | d058f3265d78420cb99ac271cd3dfe43 | a25d9e4058cc42518f2868aebb3500cc | True | False | 0.175687 | -1.509401 | 0.0 | 0.0 | 0.0 | 0.0
7 | shunt1@bus 14 | f61db9ed30764f53aafd4c27a98b8fb7 | 90910c9e4c6f42f4b669ba9806633d13 | True | False | 0.0 | 16.56 | 0.0 | 0.0 | 0.0 | 0.0
8 | shunt1@bus 15 | 9219372aa4804b2193ca70a3d7af6f43 | 3f4d8251e9ae4e9fb894bce44209fad4 | True | False | 0.0 | 0.56 | 0.0 | 0.0 | 0.0 | 0.0
9 | shunt1@bus 16 | e659fcf5879a4210885a56d10855f5a6 | 6e784b87d46d4db792a023fc6f2f07cb | True | False | 0.0 | 14.45 | 0.0 | 0.0 | 0.0 | 0.0
10 | shunt1@bus 17 | badf830297cd46638a2587ab5053e8eb | fbdfe9d94c3d493ea23b237d9033b25f | True | False | 0.171586 | -1.4632 | 0.0 | 0.0 | 0.0 | 0.0
11 | shunt1@bus 21 | 4807af8f47a44e40bd1888b70d749010 | 476aae1e95e94c47bf57fadd93147579 | True | False | 0.29 | -5.6 | 0.0 | 0.0 | 0.0 | 0.0
12 | shunt1@bus 24 | a368b73016ce4ac2b5de225c46248323 | 76b3661f68ad48519d9351e5bbfec8d7 | True | False | 0.183167 | 22.675025 | 0.0 | 0.0 | 0.0 | 0.0
13 | shunt1@bus 26 | 5eb76f37d3574e07bde4eea73ed12558 | 73787062c1fe41e1b414274335ce09a4 | True | False | 0.242534 | 1.143584 | 0.0 | 0.0 | 0.0 | 0.0
14 | shunt1@bus 28 | 868d4020a58d4b86b27cf4ddbbec85d7 | be557d373fb44a399e898009ba6b1845 | True | False | 0.057433 | 3.80797 | 0.0 | 0.0 | 0.0 | 0.0
15 | shunt1@bus 29 | fe1776c8e82d46fd9b7cd81e60c56afb | 86018b36680d456aa120601cceba5044 | True | False | 0.0 | 0.62 | 0.0 | 0.0 | 0.0 | 0.0
16 | shunt1@bus 30 | d1347f4bee474a9a802132780c19bdb2 | cc45a9bd1b064dd281111fc1ad68d408 | True | False | 0.0 | 0.6 | 0.0 | 0.0 | 0.0 | 0.0
17 | shunt1@bus 31 | 16e6f3ab02fb402db0a241905fbbd282 | 64637db1adb84e15b3a05a65cbe57aa1 | True | False | 0.0 | 9.39 | 0.0 | 0.0 | 0.0 | 0.0
18 | shunt1@bus 35 | 4519e35662804dae961ec648af1d551c | dd9858efd72c4c2a82ca01d364950bdf | True | False | 0.0 | 0.6 | 0.0 | 0.0 | 0.0 | 0.0
19 | shunt1@bus 38 | e5160049c6f74d1a8330c5d1c6c35caf | 7fb8a49c8bea442f9851cf11381a68d5 | True | False | 0.0 | 0.33 | 0.0 | 0.0 | 0.0 | 0.0
20 | shunt1@bus 43 | 537e066de238490fad8ca110c8c27aa3 | c19c360dfdd34003b2d6304127cc5252 | True | False | 0.070441 | 50.913893 | 0.0 | 0.0 | 0.0 | 0.0
21 | shunt1@bus 47 | 55d49c1a04534c4096ea0d030320c634 | 0064f097c385452296505ea6d106583d | True | False | 0.0 | 25.13 | 0.0 | 0.0 | 0.0 | 0.0
22 | shunt1@bus 48 | 6ce574409a854c10865086a77b437b30 | b2d6e4d60e8e45d58e6ed728ff8f73b3 | True | False | 0.314057 | 17.296509 | 0.0 | 0.0 | 0.0 | 0.0
23 | shunt1@bus 49 | ec343115dc5e40b08037d02bfba80d80 | beef3db21fb74e9a87053710106c198e | True | False | 0.0 | 0.33 | 0.0 | 0.0 | 0.0 | 0.0
24 | shunt1@bus 50 | c23fc7b118a847a3ac2d0746a05f0105 | 1a8f3038f9674c1590686662cc11aefa | True | False | 0.0 | 2.23 | 0.0 | 0.0 | 0.0 | 0.0
25 | shunt1@bus 52 | dda4746fe13f40c79fb70d9ec7e087e4 | f7a6962f4cee434f948aafadaebfcb64 | True | False | 0.29 | -0.42 | 0.0 | 0.0 | 0.0 | 0.0
26 | shunt1@bus 53 | e5b8c9f53de14658832fadefc71c7a6b | 9926fa52966b43f4a88d2883936cf974 | True | False | 0.164188 | 4.023827 | 0.0 | 0.0 | 0.0 | 0.0
27 | shunt1@bus 54 | d3b8964d421d40e8b51a03144f60d12a | 98d11e8d234e4d478c1cb559d81b02d6 | True | False | 0.285753 | 35.371068 | 0.0 | 0.0 | 0.0 | 0.0
28 | shunt1@bus 56 | ec5f9aa531b74aaea60e0b46231de9e8 | 525dc7126d754b0290fecdb4be4c489b | True | False | 0.0 | 33.66 | 0.0 | 0.0 | 0.0 | 0.0
29 | shunt1@bus 58 | fb02b4ce18f94624a4e16ee36a0d1e42 | 17787c9329124ff48100a357051f52f1 | True | False | 0.211099 | 0.672832 | 0.0 | 0.0 | 0.0 | 0.0
30 | shunt1@bus 61 | ea5a298619ab4cafaac0f2cdf4a2d09c | c6787a157e074c18862c7b92a2ace0fb | True | False | 0.246363 | 4.841277 | 0.0 | 0.0 | 0.0 | 0.0
31 | shunt1@bus 62 | 1bf25065d77b4eb1ba49cc0e4530221f | 39d3c982e4844df79b3d3e1fcc211793 | True | False | 0.0 | 21.19 | 0.0 | 0.0 | 0.0 | 0.0
32 | shunt1@bus 63 | 07a28a191628452187980f1ebb6fa54e | 7f420df7e2ac4455b555012a10f0cab6 | True | False | 0.234234 | 4.220723 | 0.0 | 0.0 | 0.0 | 0.0
33 | shunt1@bus 67 | 1eceb538c4694070b3d959333f390e73 | 5379b4c20aad41f2bbff250f26b0a684 | True | False | 0.29 | 6.18 | 0.0 | 0.0 | 0.0 | 0.0
34 | shunt1@bus 68 | 7a8159edfe424f07989cd27f759e5fb6 | 5943df9f87df4cc28e9d0cf25a1b2f82 | True | False | 0.304243 | 48.453399 | 0.0 | 0.0 | 0.0 | 0.0
35 | shunt1@bus 72 | 4b90f5ace3fb47208959bab85efb1f83 | ed49bd0a923b4de1a4a43748114db992 | True | False | 0.194464 | 19.1468 | 0.0 | 0.0 | 0.0 | 0.0
36 | shunt1@bus 73 | 98f766f64a0c439cba8c583f683512d3 | 21f4a46b56d24db68100a6b04bc0652d | True | False | 0.210824 | 6.620599 | 0.0 | 0.0 | 0.0 | 0.0
37 | shunt1@bus 75 | 4b6b012b8d254a3d8bebfdb79f99f101 | d4b527b5fd9141a196c930a11988307d | True | False | 0.149712 | 2.04987 | 0.0 | 0.0 | 0.0 | 0.0
38 | shunt1@bus 78 | 92f2d759ff704d9c826fa3fd5d7eed0e | 315c954f3685406aafb4cde566e7d101 | True | False | 0.447839 | 20.994738 | 0.0 | 0.0 | 0.0 | 0.0
39 | shunt1@bus 81 | 62d5a9f15bce4d1d8bbd877d90e92e36 | bdb7268b97454dc6b484e6f063c5a159 | True | False | 0.18076 | -0.881251 | 0.0 | 0.0 | 0.0 | 0.0
40 | shunt1@bus 82 | de348465d21d415f869b5d2555ba5e41 | aec4eba178074108aa9eb46392e2fba9 | True | False | 0.0 | 16.37 | 0.0 | 0.0 | 0.0 | 0.0
41 | shunt1@bus 84 | 7070e84cbaf842deb51ba8d10bf15622 | 59dfff55152e4270a2b8cea277a71bb1 | True | False | 0.141019 | 25.246 | 0.0 | 0.0 | 0.0 | 0.0
42 | shunt1@bus 85 | 07f1c604c4da4c709a5f18bf355a23ea | a8fdd4a0e9354d2a86b07a6768dadfc0 | True | False | 0.205903 | 3.0768 | 0.0 | 0.0 | 0.0 | 0.0
43 | shunt1@bus 86 | c48e63714b8b4168834d49cabeb504ef | 585d8057a8d4430395b18878c0bad54e | True | False | 0.0 | 15.26 | 0.0 | 0.0 | 0.0 | 0.0

## wires
name | idtag | r | x | gmr | max_current

## overhead_line_types
name | idtag | earth_resistivity | frequency | R1 | X1 | Gsh1 | Bsh1 | R0 | X0 | Gsh0 | Bsh0 | rating

## underground_cable_types
name | idtag | rating | R | X | G | B | R0 | X0 | G0 | B0

## sequence_line_types
name | idtag | rating | R | X | G | B | R0 | X0 | G0 | B0

## transformer_types
name | idtag | HV | LV | rating | Pcu | Pfe | I0 | Vsc

## transformer2w
| name | idtag | bus_from | bus_to | active | HV | LV | rate | mttf | mttr | R | X | G | B | tolerance | tap_module | angle | control_mode | bus_to_regulated | vset | temp_base | temp_oper | alpha | Cost | template
0 | branch 160 | ebebfb67d25549d0b6d8e954c145222a | 59dfff55152e4270a2b8cea277a71bb1 | 94a37a3d37c148daa9f9b29703620a74 | True | 380.0 | 220.0 | 0.0 | 0.0 | 0.0 | 0.000742 | 0.067219 | 1e-20 | 0.0 | 0 | 0.994359 | 0.0 | 0:Fixed | False | 1.0 | 20 | 20 | 0.0033 | 0.0 | 0d7c99556d23409eb816298356651da0
1 | branch 161 | 89ee2f84c92d472ea1fb945ffdad5463 | 59dfff55152e4270a2b8cea277a71bb1 | 94a37a3d37c148daa9f9b29703620a74 | True | 380.0 | 220.0 | 0.0 | 0.0 | 0.0 | 0.000793 | 0.06387999999999999 | 1e-20 | 0.0 | 0 | 0.998418 | 0.0 | 0:Fixed | False | 1.0 | 20 | 20 | 0.0033 | 0.0 | 0d7c99556d23409eb816298356651da0
2 | branch 162 | 39beffd55ccc4a19b7fff65677be6041 | 98d11e8d234e4d478c1cb559d81b02d6 | 7ff03fc6e10b49208606f88626d504e4 | True | 380.0 | 150.0 | 711.0 | 0.0 | 0.0 | 0.000609 | 0.046808999999999996 | 1e-20 | 0.0 | 0 | 0.933053 | 0.0 | 0:Fixed | False | 1.0 | 20 | 20 | 0.0033 | 0.0 | 0d7c99556d23409eb816298356651da0
3 | branch 163 | ba92e9daf1754d31a403e37085c24935 | 98d11e8d234e4d478c1cb559d81b02d6 | 73cfe0c44f8541f3890734732d393f34 | True | 380.0 | 150.0 | 711.0 | 0.0 | 0.0 | 0.00059 | 0.04521 | 1e-20 | 0.0 | 0 | 0.9122299999999999 | 0.0 | 0:Fixed | False | 1.0 | 20 | 20 | 0.0033 | 0.0 | 0d7c99556d23409eb816298356651da0
4 | branch 164 | 19532b0c5fd74259ad8009bc62bf4515 | 222e1208fcf449e39d7a6d1c98470b46 | 73cfe0c44f8541f3890734732d393f34 | True | 220.0 | 150.0 | 0.0 | 0.0 | 0.0 | 0.5191939999999999 | 5.108058 | 1e-20 | 0.0 | 0 | 1.0 | 0.0 | 0:Fixed | False | 1.0 | 20 | 20 | 0.0033 | 0.0 | 0d7c99556d23409eb816298356651da0
5 | branch 165 | 1e17e179458b4ce181821acbadba937d | 315c954f3685406aafb4cde566e7d101 | 523fc722201e42a69fdcc73bcb63c371 | True | 380.0 | 150.0 | 0.0 | 0.0 | 0.0 | 0.000559 | 0.039982 | 1e-20 | 0.0 | 0 | 0.919523 | 0.0 | 0:Fixed | False | 1.0 | 20 | 20 | 0.0033 | 0.0 | 0d7c99556d23409eb816298356651da0
6 | branch 166 | 2f1f1a4dda264f4ba61f5b59e19d7c7a | 315c954f3685406aafb4cde566e7d101 | beef3db21fb74e9a87053710106c198e | True | 380.0 | 150.0 | 0.0 | 0.0 | 0.0 | 0.000537 | 0.045312 | 1e-20 | 0.0 | 0 | 0.948262 | 0.0 | 0:Fixed | False | 1.0 | 20 | 20 | 0.0033 | 0.0 | 0d7c99556d23409eb816298356651da0
7 | branch 167 | a34a30a5da6248a2a4fa281e85c9096a | c19c360dfdd34003b2d6304127cc5252 | 6b9611c06ce74079ad79fa799eaccbd6 | True | 380.0 | 220.0 | 0.0 | 0.0 | 0.0 | 0.000889 | 0.061549 | 1e-20 | 0.0 | 0 | 0.9968670000000001 | 0.0 | 0:Fixed | False | 1.0 | 20 | 20 | 0.0033 | 0.0 | 0d7c99556d23409eb816298356651da0
8 | branch 168 | a103b18bfb944fb181355c91dc203f53 | 6b9611c06ce74079ad79fa799eaccbd6 | adc6f09f3d19483b8f670517d53c91e4 | True | 220.0 | 150.0 | 0.0 | 0.0 | 0.0 | 1.467822 | 7.764888000000001 | 1e-20 | 0.0 | 0 | 1.0 | 0.0 | 0:Fixed | False | 1.0 | 20 | 20 | 0.0033 | 0.0 | 0d7c99556d23409eb816298356651da0
9 | branch 169 | c444ed3c3ed7458d81347b28e8571bf9 | 17787c9329124ff48100a357051f52f1 | 17da125779504189bc6fd05a7f6ffc0c | True | 380.0 | 150.0 | 678.0 | 0.0 | 0.0 | 0.000586 | 0.049031 | 1e-20 | 0.0 | 0 | 0.923407 | 0.0 | 0:Fixed | False | 1.0 | 20 | 20 | 0.0033 | 0.0 | 0d7c99556d23409eb816298356651da0
10 | branch 170 | d3ec9f2a6d6949c888148f4e1095a40d | 73787062c1fe41e1b414274335ce09a4 | dd9858efd72c4c2a82ca01d364950bdf | True | 380.0 | 150.0 | 678.0 | 0.0 | 0.0 | 0.000417 | 0.047800999999999996 | 1e-20 | 0.0 | 0 | 0.952413 | 0.0 | 0:Fixed | False | 1.0 | 20 | 20 | 0.0033 | 0.0 | 0d7c99556d23409eb816298356651da0
11 | branch 171 | e6275d74307240cb9f7aaae2dcaa2b0a | a25d9e4058cc42518f2868aebb3500cc | 62862eef7d654a7c8952057e92ad28c7 | True | 380.0 | 150.0 | 0.0 | 0.0 | 0.0 | 0.000755 | 0.05143 | 1e-20 | 0.0 | 0 | 0.924009 | 0.0 | 0:Fixed | False | 1.0 | 20 | 20 | 0.0033 | 0.0 | 0d7c99556d23409eb816298356651da0
12 | branch 172 | c3bec8fa59264818a957bae44e8d7a3c | fbdfe9d94c3d493ea23b237d9033b25f | 3b323a79bef545f097b0f1f47fcae980 | True | 380.0 | 150.0 | 678.0 | 0.0 | 0.0 | 0.000733 | 0.052399 | 1e-20 | 0.0 | 0 | 0.9349860000000001 | 0.0 | 0:Fixed | False | 1.0 | 20 | 20 | 0.0033 | 0.0 | 0d7c99556d23409eb816298356651da0
13 | branch 173 | 7296e23e6f364e8ea00d768748300f57 | 222e1208fcf449e39d7a6d1c98470b46 | 62862eef7d654a7c8952057e92ad28c7 | True | 220.0 | 150.0 | 0.0 | 0.0 | 0.0 | 0.00078 | 0.06431100000000001 | 1e-20 | 0.0 | 0 | 1.0 | 0.0 | 0:Fixed | False | 1.0 | 20 | 20 | 0.0033 | 0.0 | 0d7c99556d23409eb816298356651da0
14 | branch 174 | dd8f53021e794686bd466e40c2bcbdb9 | 5ab7f0094d874495bd59a3ee5fd89fe2 | 1bab43d01b774122bae73838ecaee7d9 | True | 380.0 | 150.0 | 0.0 | 0.0 | 0.0 | 0.0008900000000000001 | 0.048632 | 1e-20 | 0.0 | 0 | 0.987002 | 0.0 | 0:Fixed | False | 1.0 | 20 | 20 | 0.0033 | 0.0 | 0d7c99556d23409eb816298356651da0
15 | branch 175 | b12a4b0538c249d893d07a5abe9df3a2 | 45152486ca3b47b9856fc03ec6a7849d | adc6f09f3d19483b8f670517d53c91e4 | True | 220.0 | 150.0 | 0.0 | 0.0 | 0.0 | 0.00855 | 0.08972000000000001 | 1e-20 | 0.0 | 0 | 1.0 | 0.0 | 0:Fixed | False | 1.0 | 20 | 20 | 0.0033 | 0.0 | 0d7c99556d23409eb816298356651da0
16 | branch 176 | 9e0d8df3696147a09007166e24361ef3 | e368a0d832204974adf6597f111ed34f | adc6f09f3d19483b8f670517d53c91e4 | True | 220.0 | 150.0 | 0.0 | 0.0 | 0.0 | 0.00223 | 0.04836 | 1e-20 | 0.0 | 0 | 1.0 | 0.0 | 0:Fixed | False | 1.0 | 20 | 20 | 0.0033 | 0.0 | 0d7c99556d23409eb816298356651da0
17 | branch 177 | 62262ebd5196439a907115ed70d5ef23 | 7f420df7e2ac4455b555012a10f0cab6 | c0006afd74d54936b18da0115197a534 | True | 380.0 | 150.0 | 678.0 | 0.0 | 0.0 | 0.0005809999999999999 | 0.043111000000000003 | 1e-20 | 0.0 | 0 | 0.9240379999999999 | 0.0 | 0:Fixed | False | 1.0 | 20 | 20 | 0.0033 | 0.0 | 0d7c99556d23409eb816298356651da0
18 | branch 178 | ed313ff2ea6b45b48d0125d6b4dc1f5e | c6787a157e074c18862c7b92a2ace0fb | b22867a273e041deb55ba38c70fcf235 | True | 380.0 | 150.0 | 711.0 | 0.0 | 0.0 | 0.000579 | 0.043272000000000005 | 1e-20 | 0.0 | 0 | 0.901005 | 0.0 | 0:Fixed | False | 1.0 | 20 | 20 | 0.0033 | 0.0 | 0d7c99556d23409eb816298356651da0
19 | branch 179 | 5c8d39ab523a4fc7bc0fb86fd7ae35c5 | ff8b937b253945d2b5d6ff158aa21325 | 27c5ee9c917847118987cb82543330c6 | True | 380.0 | 150.0 | 711.0 | 0.0 | 0.0 | 0.000586 | 0.049031 | 1e-20 | 0.0 | 0 | 0.923407 | 0.0 | 0:Fixed | False | 1.0 | 20 | 20 | 0.0033 | 0.0 | 0d7c99556d23409eb816298356651da0
20 | branch 180 | 985d6033bee346d2a83bea1532b4546e | 21f4a46b56d24db68100a6b04bc0652d | 13d7b3d315c64a0aa3586d1d7e9b387b | True | 380.0 | 150.0 | 0.0 | 0.0 | 0.0 | 0.000559 | 0.049192 | 1e-20 | 0.0 | 0 | 0.924009 | 0.0 | 0:Fixed | False | 1.0 | 20 | 20 | 0.0033 | 0.0 | 0d7c99556d23409eb816298356651da0
21 | branch 181 | 709705fef96843f286c2cd091726b3a6 | a8fdd4a0e9354d2a86b07a6768dadfc0 | 37386b78406c4df181617ca0ee0786aa | True | 380.0 | 150.0 | 678.0 | 0.0 | 0.0 | 0.000573 | 0.051129 | 1e-20 | 0.0 | 0 | 0.9349860000000001 | 0.0 | 0:Fixed | False | 1.0 | 20 | 20 | 0.0033 | 0.0 | 0d7c99556d23409eb816298356651da0
22 | branch 182 | 1d2bbd98b1f840dca29b6195e79200bf | 893a6aa05daa4538bc9138286157f440 | 45152486ca3b47b9856fc03ec6a7849d | True | 380.0 | 220.0 | 744.0 | 0.0 | 0.0 | 0.000417 | 0.039229 | 1e-20 | 0.0 | 0 | 0.967059 | 0.0 | 0:Fixed | False | 1.0 | 20 | 20 | 0.0033 | 0.0 | 0d7c99556d23409eb816298356651da0
23 | branch 183 | 582db8ec248344d3874f751cc0048292 | 45152486ca3b47b9856fc03ec6a7849d | f637368be0b04a289546152988809954 | True | 220.0 | 150.0 | 0.0 | 0.0 | 0.0 | 0.230542 | 1.197733 | 1e-20 | 0.0 | 0 | 1.0 | 0.0 | 0:Fixed | False | 1.0 | 20 | 20 | 0.0033 | 0.0 | 0d7c99556d23409eb816298356651da0
24 | branch 184 | a3d7c8bcf8584a8ebab0f978ecdcbb6c | 45152486ca3b47b9856fc03ec6a7849d | ed46102e24ef4268a6a14f0f986198cc | True | 220.0 | 150.0 | 0.0 | 0.0 | 0.0 | 0.02284 | 0.2644 | 1e-20 | 0.0 | 0 | 1.0 | 0.0 | 0:Fixed | False | 1.0 | 20 | 20 | 0.0033 | 0.0 | 0d7c99556d23409eb816298356651da0
25 | branch 185 | 744dc4f367c5409e89cd19c7ca743c85 | 45152486ca3b47b9856fc03ec6a7849d | e4f7b64180df45f59f5c347333e56c29 | True | 220.0 | 150.0 | 0.0 | 0.0 | 0.0 | 0.08537 | 0.736798 | 1e-20 | 0.0 | 0 | 1.0 | 0.0 | 0:Fixed | False | 1.0 | 20 | 20 | 0.0033 | 0.0 | 0d7c99556d23409eb816298356651da0
26 | branch 186 | ae2e41690c8746fea6052bf45067e4f2 | 45152486ca3b47b9856fc03ec6a7849d | 2673cfc0408e4f7b91909dc8fe9c7c1a | True | 220.0 | 150.0 | 0.0 | 0.0 | 0.0 | 1.402768 | 3.640289 | 1e-20 | 0.0 | 0 | 1.0 | 0.0 | 0:Fixed | False | 1.0 | 20 | 20 | 0.0033 | 0.0 | 0d7c99556d23409eb816298356651da0
27 | branch 187 | 4e9951aa70534a5eb3515dba9d1a3c78 | 45152486ca3b47b9856fc03ec6a7849d | 66e7dc52c5944e52ac6fd06fbd9ee41b | True | 220.0 | 150.0 | 0.0 | 0.0 | 0.0 | 1.050227 | 4.450207 | 1e-20 | 0.0 | 0 | 1.0 | 0.0 | 0:Fixed | False | 1.0 | 20 | 20 | 0.0033 | 0.0 | 0d7c99556d23409eb816298356651da0
28 | branch 188 | 40422222f32d4907a9099117f47344d1 | ed49bd0a923b4de1a4a43748114db992 | f637368be0b04a289546152988809954 | True | 380.0 | 150.0 | 0.0 | 0.0 | 0.0 | 0.0007160000000000001 | 0.04371 | 1e-20 | 0.0 | 0 | 0.9349860000000001 | 0.0 | 0:Fixed | False | 1.0 | 20 | 20 | 0.0033 | 0.0 | 0d7c99556d23409eb816298356651da0
29 | branch 189 | 1a6f6a9798c14e998b035a45493f33c2 | e368a0d832204974adf6597f111ed34f | f637368be0b04a289546152988809954 | True | 220.0 | 150.0 | 0.0 | 0.0 | 0.0 | 0.518622 | 2.317689 | 1e-20 | 0.0 | 0 | 1.0 | 0.0 | 0:Fixed | False | 1.0 | 20 | 20 | 0.0033 | 0.0 | 0d7c99556d23409eb816298356651da0
30 | branch 190 | e409a9c9a1414f82b7bc07abc0f4f51a | b2d6e4d60e8e45d58e6ed728ff8f73b3 | ed46102e24ef4268a6a14f0f986198cc | True | 380.0 | 150.0 | 0.0 | 0.0 | 0.0 | 0.00059 | 0.045662 | 1e-20 | 0.0 | 0 | 0.955958 | 0.0 | 0:Fixed | False | 1.0 | 20 | 20 | 0.0033 | 0.0 | 0d7c99556d23409eb816298356651da0
31 | branch 191 | 9dfe0137cc1146b8a5e868181e6572a5 | b2d6e4d60e8e45d58e6ed728ff8f73b3 | 4becdde8bf07415caa5540f81ad3b46f | True | 380.0 | 150.0 | 0.0 | 0.0 | 0.0 | 0.000603 | 0.050959 | 1e-20 | 0.0 | 0 | 0.968125 | 0.0 | 0:Fixed | False | 1.0 | 20 | 20 | 0.0033 | 0.0 | 0d7c99556d23409eb816298356651da0
32 | branch 192 | 829b1a03ee5f4229863ab8fedd96b223 | e368a0d832204974adf6597f111ed34f | ed46102e24ef4268a6a14f0f986198cc | True | 220.0 | 150.0 | 0.0 | 0.0 | 0.0 | 0.047769 | 0.554178 | 1e-20 | 0.0 | 0 | 1.0 | 0.0 | 0:Fixed | False | 1.0 | 20 | 20 | 0.0033 | 0.0 | 0d7c99556d23409eb816298356651da0
33 | branch 193 | fed75323367d4dbfbaa14dfc1006fbdb | 5943df9f87df4cc28e9d0cf25a1b2f82 | 816a6aa820b843da817ce7c25ce87864 | True | 380.0 | 150.0 | 0.0 | 0.0 | 0.0 | 0.000591 | 0.045153 | 1e-20 | 0.0 | 0 | 0.918868 | 0.0 | 0:Fixed | False | 1.0 | 20 | 20 | 0.0033 | 0.0 | 0d7c99556d23409eb816298356651da0
34 | branch 194 | ca7173064a9a405c8272240b9c4d77c4 | 5943df9f87df4cc28e9d0cf25a1b2f82 | a939b862ed294410acc3d48ebe9363ad | True | 380.0 | 150.0 | 711.0 | 0.0 | 0.0 | 0.0006 | 0.047777999999999994 | 1e-20 | 0.0 | 0 | 0.948976 | 0.0 | 0:Fixed | False | 1.0 | 20 | 20 | 0.0033 | 0.0 | 0d7c99556d23409eb816298356651da0
35 | branch 195 | e1fa391523ff42ffbc91284fc6db33f9 | 222e1208fcf449e39d7a6d1c98470b46 | 2548fe13044a4d01b57890f568c2f7f6 | True | 220.0 | 150.0 | 0.0 | 0.0 | 0.0 | 0.02436 | 0.27015100000000003 | 1e-20 | 0.0 | 0 | 1.0 | 0.0 | 0:Fixed | False | 1.0 | 20 | 20 | 0.0033 | 0.0 | 0d7c99556d23409eb816298356651da0
36 | branch 196 | e2ae0c64eea14269a005ca0fc732b4b7 | d4b527b5fd9141a196c930a11988307d | e368a0d832204974adf6597f111ed34f | True | 380.0 | 220.0 | 0.0 | 0.0 | 0.0 | 0.000802 | 0.05727 | 1e-20 | 0.0 | 0 | 0.9670209999999999 | 0.0 | 0:Fixed | False | 1.0 | 20 | 20 | 0.0033 | 0.0 | 0d7c99556d23409eb816298356651da0
37 | branch 197 | e54355021a6445808f2fdd18e815989f | d4b527b5fd9141a196c930a11988307d | e368a0d832204974adf6597f111ed34f | True | 380.0 | 220.0 | 0.0 | 0.0 | 0.0 | 0.0008230000000000001 | 0.056059000000000005 | 1e-20 | 0.0 | 0 | 0.9670209999999999 | 0.0 | 0:Fixed | False | 1.0 | 20 | 20 | 0.0033 | 0.0 | 0d7c99556d23409eb816298356651da0
38 | branch 198 | f3870714a34740818ca489ddc243115a | e368a0d832204974adf6597f111ed34f | e4f7b64180df45f59f5c347333e56c29 | True | 220.0 | 150.0 | 0.0 | 0.0 | 0.0 | 0.188099 | 1.291901 | 1e-20 | 0.0 | 0 | 1.0 | 0.0 | 0:Fixed | False | 1.0 | 20 | 20 | 0.0033 | 0.0 | 0d7c99556d23409eb816298356651da0
39 | branch 199 | 480dca156a5a4f7da9f9bd1c906aada6 | e368a0d832204974adf6597f111ed34f | 2673cfc0408e4f7b91909dc8fe9c7c1a | True | 220.0 | 150.0 | 0.0 | 0.0 | 0.0 | 2.466323 | 7.2634300000000005 | 1e-20 | 0.0 | 0 | 1.0 | 0.0 | 0:Fixed | False | 1.0 | 20 | 20 | 0.0033 | 0.0 | 0d7c99556d23409eb816298356651da0
40 | branch 200 | 42e58606d29e4872b6949d37895ed21f | 76b3661f68ad48519d9351e5bbfec8d7 | cc45a9bd1b064dd281111fc1ad68d408 | True | 380.0 | 150.0 | 744.0 | 0.0 | 0.0 | 0.000523 | 0.050352 | 1e-20 | 0.0 | 0 | 0.934622 | 0.0 | 0:Fixed | False | 1.0 | 20 | 20 | 0.0033 | 0.0 | 0d7c99556d23409eb816298356651da0
41 | branch 201 | 20eb8c89711f4ea796857b9d6191cb3e | bdb7268b97454dc6b484e6f063c5a159 | 2548fe13044a4d01b57890f568c2f7f6 | True | 380.0 | 150.0 | 0.0 | 0.0 | 0.0 | 0.000682 | 0.049638 | 1e-20 | 0.0 | 0 | 0.913034 | 0.0 | 0:Fixed | False | 1.0 | 20 | 20 | 0.0033 | 0.0 | 0d7c99556d23409eb816298356651da0
42 | branch 202 | a2da4fbbc32f49259efb7acc8a1b9387 | bdb7268b97454dc6b484e6f063c5a159 | 5b61b2751643488f904c6cc64bc7a4d1 | True | 380.0 | 150.0 | 0.0 | 0.0 | 0.0 | 0.00099 | 0.04736 | 1e-20 | 0.0 | 0 | 1.012146 | 0.0 | 0:Fixed | False | 1.0 | 20 | 20 | 0.0033 | 0.0 | 0d7c99556d23409eb816298356651da0
43 | branch 203 | 4581f52d51574c11be7b8b6e1ccd2403 | a0c11881605b474aa1a97e58f5c28073 | e4f7b64180df45f59f5c347333e56c29 | True | 380.0 | 150.0 | 678.0 | 0.0 | 0.0 | 0.000616 | 0.048759 | 1e-20 | 0.0 | 0 | 0.933053 | 0.0 | 0:Fixed | False | 1.0 | 20 | 20 | 0.0033 | 0.0 | 0d7c99556d23409eb816298356651da0
44 | branch 206 | 711d3981c0a443dbbee87a25ecb40bfc | e6f81d2d315642a3b402c75f0c5f82cc | 66e7dc52c5944e52ac6fd06fbd9ee41b | True | 380.0 | 150.0 | 0.0 | 0.0 | 0.0 | 0.000664 | 0.045609 | 1e-20 | 0.0 | 0 | 0.924009 | 0.0 | 0:Fixed | False | 1.0 | 20 | 20 | 0.0033 | 0.0 | 0d7c99556d23409eb816298356651da0
45 | branch 207 | 71107d6c8ffb4c3582574d6afed2ce4d | be557d373fb44a399e898009ba6b1845 | 2673cfc0408e4f7b91909dc8fe9c7c1a | True | 380.0 | 150.0 | 711.0 | 0.0 | 0.0 | 0.0006490000000000001 | 0.044862 | 1e-20 | 0.0 | 0 | 0.933053 | 0.0 | 0:Fixed | False | 1.0 | 20 | 20 | 0.0033 | 0.0 | 0d7c99556d23409eb816298356651da0
46 | branch 208 | c0f2575503834f0a96e046b3c492eabb | 9926fa52966b43f4a88d2883936cf974 | 88055a0d82e54d878f72cb0b8a13d35d | True | 380.0 | 150.0 | 744.0 | 0.0 | 0.0 | 0.00067 | 0.04326 | 1e-20 | 0.0 | 0 | 0.923407 | 0.0 | 0:Fixed | False | 1.0 | 20 | 20 | 0.0033 | 0.0 | 0d7c99556d23409eb816298356651da0

## line
| name | idtag | bus_from | bus_to | active | rate | mttf | mttr | R | X | B | tolerance | length | temp_base | temp_oper | alpha | Cost | r_fault | x_fault | fault_pos | template
0 | branch 0 | fcbf2b05b5b24ff18e84db70cd2da71e | 64637db1adb84e15b3a05a65cbe57aa1 | 5ab7f0094d874495bd59a3ee5fd89fe2 | True | 1205.0 | 0.0 | 0.0 | 0.00073 | 0.00905 | 0.0 | 0 | 1 | 20 | 20 | 0.0033 | 0.0 | 0.0 | 0.0 | 0.5 | BranchTemplate
1 | branch 1 | a1d1dde2e7e54670afa32e62de3a5d2b | 59dfff55152e4270a2b8cea277a71bb1 | c19c360dfdd34003b2d6304127cc5252 | True | 909.0 | 0.0 | 0.0 | 0.0019199999999999998 | 0.022959999999999998 | 0.0 | 0 | 1 | 20 | 20 | 0.0033 | 0.0 | 0.0 | 0.0 | 0.5 | BranchTemplate
2 | branch 2 | 0a4f678a1d3043f7b283568edfc0ccbd | 6b9611c06ce74079ad79fa799eaccbd6 | 94a37a3d37c148daa9f9b29703620a74 | True | 0.0 | 0.0 | 0.0 | 0.01431 | 0.05899 | 0.0 | 0 | 1 | 20 | 20 | 0.0033 | 0.0 | 0.0 | 0.0 | 0.5 | BranchTemplate
3 | branch 3 | e5a4a59e30274ae9adfedd848c9db529 | 94a37a3d37c148daa9f9b29703620a74 | e368a0d832204974adf6597f111ed34f | True | 0.0 | 0.0 | 0.0 | 0.02607 | 0.07168 | 0.0 | 0 | 1 | 20 | 20 | 0.0033 | 0.0 | 0.0 | 0.0 | 0.5 | BranchTemplate
4 | branch 4 | 8f5d0867eab44a7f9c018346004c1ee2 | 98d11e8d234e4d478c1cb559d81b02d6 | c6787a157e074c18862c7b92a2ace0fb | True | 1600.0 | 0.0 | 0.0 | 0.00054 | 0.00465 | 0.0 | 0 | 1 | 20 | 20 | 0.0033 | 0.0 | 0.0 | 0.0 | 0.5 | BranchTemplate
5 | branch 5 | ffaef2907cbd4279acc5247b1889b118 | 98d11e8d234e4d478c1cb559d81b02d6 | 76b3661f68ad48519d9351e5bbfec8d7 | True | 1633.0 | 0.0 | 0.0 | 0.00126 | 0.01124 | 0.0 | 0 | 1 | 20 | 20 | 0.0033 | 0.0 | 0.0 | 0.0 | 0.5 | BranchTemplate
6 | branch 6 | f999f0f285a943f39dfee06a933828ab | 98d11e8d234e4d478c1cb559d81b02d6 | 7f420df7e2ac4455b555012a10f0cab6 | True | 1567.0 | 0.0 | 0.0 | 0.00047999999999999996 | 0.00527 | 0.0 | 0 | 1 | 20 | 20 | 0.0033 | 0.0 | 0.0 | 0.0 | 0.5 | BranchTemplate
7 | branch 7 | 6a3f7393b62348deb767ae20e9073165 | 98d11e8d234e4d478c1cb559d81b02d6 | 525dc7126d754b0290fecdb4be4c489b | True | 1600.0 | 0.0 | 0.0 | 0.00082 | 0.00938 | 0.0 | 0 | 1 | 20 | 20 | 0.0033 | 0.0 | 0.0 | 0.0 | 0.5 | BranchTemplate
8 | branch 8 | aff83b01e6524e2098fd2d1986908d65 | 73cfe0c44f8541f3890734732d393f34 | 7ff03fc6e10b49208606f88626d504e4 | True | 0.0 | 0.0 | 0.0 | 0.00028 | 0.0035020000000000003 | 0.0 | 0 | 1 | 20 | 20 | 0.0033 | 0.0 | 0.0 | 0.0 | 0.5 | BranchTemplate
9 | branch 9 | 635849cb657146e7969ceac312147c9c | 73cfe0c44f8541f3890734732d393f34 | e98ba952695c4bd8badf186e5374d47b | True | 0.0 | 0.0 | 0.0 | 0.691467 | 4.4147110000000005 | 0.0 | 0 | 1 | 20 | 20 | 0.0033 | 0.0 | 0.0 | 0.0 | 0.5 | BranchTemplate
10 | branch 10 | 4ed9a40d5bf849c9b904f2cb42caa7a8 | 73cfe0c44f8541f3890734732d393f34 | 4b8ac342a11148e5a8f9d293231ff1bb | True | 0.0 | 0.0 | 0.0 | 0.020040000000000002 | 0.0916 | 0.0 | 0 | 1 | 20 | 20 | 0.0033 | 0.0 | 0.0 | 0.0 | 0.5 | BranchTemplate
11 | branch 11 | dfac1accda7b4f9faa62c34d74496e1f | 73cfe0c44f8541f3890734732d393f34 | 3b323a79bef545f097b0f1f47fcae980 | True | 0.0 | 0.0 | 0.0 | 0.8419110000000001 | 4.768444000000001 | 0.0 | 0 | 1 | 20 | 20 | 0.0033 | 0.0 | 0.0 | 0.0 | 0.5 | BranchTemplate
12 | branch 12 | f9c6de5a272e45499ddecddfec66a5e0 | 73cfe0c44f8541f3890734732d393f34 | 62862eef7d654a7c8952057e92ad28c7 | True | 0.0 | 0.0 | 0.0 | 0.026000000000000002 | 0.08947999999999999 | 0.0 | 0 | 1 | 20 | 20 | 0.0033 | 0.0 | 0.0 | 0.0 | 0.5 | BranchTemplate
13 | branch 13 | c457de1800614cc4935fb5aeaf1ee7bc | 73cfe0c44f8541f3890734732d393f34 | b22867a273e041deb55ba38c70fcf235 | True | 319.0 | 0.0 | 0.0 | 0.0026309999999999997 | 0.011889 | 0.0 | 0 | 1 | 20 | 20 | 0.0033 | 0.0 | 0.0 | 0.0 | 0.5 | BranchTemplate
14 | branch 14 | f03c78d18f344556bc376ec86d396096 | 73cfe0c44f8541f3890734732d393f34 | 2548fe13044a4d01b57890f568c2f7f6 | True | 0.0 | 0.0 | 0.0 | 0.7232 | 1.944 | 0.0 | 0 | 1 | 20 | 20 | 0.0033 | 0.0 | 0.0 | 0.0 | 0.5 | BranchTemplate
15 | branch 15 | ae607d96e3c24ab2b0e2ba6c5d1a71cf | 7ff03fc6e10b49208606f88626d504e4 | 4b8ac342a11148e5a8f9d293231ff1bb | True | 0.0 | 0.0 | 0.0 | 0.156169 | 0.546756 | 0.0 | 0 | 1 | 20 | 20 | 0.0033 | 0.0 | 0.0 | 0.0 | 0.5 | BranchTemplate
16 | branch 16 | 766364cfc81044b7bf84e4cbb45b33d5 | 7ff03fc6e10b49208606f88626d504e4 | 62862eef7d654a7c8952057e92ad28c7 | True | 0.0 | 0.0 | 0.0 | 0.168809 | 0.580622 | 0.0 | 0 | 1 | 20 | 20 | 0.0033 | 0.0 | 0.0 | 0.0 | 0.5 | BranchTemplate
17 | branch 17 | f28c887e4131429a9c668856b19ba198 | 7ff03fc6e10b49208606f88626d504e4 | b22867a273e041deb55ba38c70fcf235 | True | 0.0 | 0.0 | 0.0 | 0.019222 | 0.068209 | 0.0 | 0 | 1 | 20 | 20 | 0.0033 | 0.0 | 0.0 | 0.0 | 0.5 | BranchTemplate
18 | branch 18 | e2bbae1c4f8d4e8a9db4c65786bc0a3c | 315c954f3685406aafb4cde566e7d101 | 6e784b87d46d4db792a023fc6f2f07cb | True | 1435.0 | 0.0 | 0.0 | 0.00039 | 0.00386 | 0.0 | 0 | 1 | 20 | 20 | 0.0033 | 0.0 | 0.0 | 0.0 | 0.5 | BranchTemplate
19 | branch 19 | 729d9ff560f148ada2eae27a5bacb7a3 | 315c954f3685406aafb4cde566e7d101 | c735a931325e406f8a464a95c2463d89 | True | 1468.0 | 0.0 | 0.0 | 0.0009599999999999999 | 0.01138 | 0.0 | 0 | 1 | 20 | 20 | 0.0033 | 0.0 | 0.0 | 0.0 | 0.5 | BranchTemplate
20 | branch 20 | 3fb075e08b0749d999dd205c76051784 | 315c954f3685406aafb4cde566e7d101 | 585d8057a8d4430395b18878c0bad54e | True | 1435.0 | 0.0 | 0.0 | 0.00037 | 0.00325 | 0.0 | 0 | 1 | 20 | 20 | 0.0033 | 0.0 | 0.0 | 0.0 | 0.5 | BranchTemplate
21 | branch 21 | 0c900bd4696743cdb028c83ede48e1d2 | 315c954f3685406aafb4cde566e7d101 | aec4eba178074108aa9eb46392e2fba9 | True | 1600.0 | 0.0 | 0.0 | 0.00029 | 0.00339 | 0.0 | 0 | 1 | 20 | 20 | 0.0033 | 0.0 | 0.0 | 0.0 | 0.5 | BranchTemplate
22 | branch 22 | f25e5a3892b64e2986cc9a8628ba299e | e98ba952695c4bd8badf186e5374d47b | 523fc722201e42a69fdcc73bcb63c371 | True | 0.0 | 0.0 | 0.0 | 0.009458 | 0.158871 | 0.0 | 0 | 1 | 20 | 20 | 0.0033 | 0.0 | 0.0 | 0.0 | 0.5 | BranchTemplate
23 | branch 23 | 80ba7d991cc14924a1e5cbe0a5c5b159 | 523fc722201e42a69fdcc73bcb63c371 | 7fb8a49c8bea442f9851cf11381a68d5 | True | 0.0 | 0.0 | 0.0 | 0.0 | 0.00022200000000000003 | 0.0 | 0 | 1 | 20 | 20 | 0.0033 | 0.0 | 0.0 | 0.0 | 0.5 | BranchTemplate
24 | branch 24 | 27a63bea8edd4a8eab191c5cce10bb1e | 62862eef7d654a7c8952057e92ad28c7 | 523fc722201e42a69fdcc73bcb63c371 | True | 0.0 | 0.0 | 0.0 | 0.31295100000000003 | 7.130667 | 0.0 | 0 | 1 | 20 | 20 | 0.0033 | 0.0 | 0.0 | 0.0 | 0.5 | BranchTemplate
25 | branch 25 | fb47ae6cf45d437789441aa61d73b315 | 37386b78406c4df181617ca0ee0786aa | 523fc722201e42a69fdcc73bcb63c371 | True | 0.0 | 0.0 | 0.0 | 0.24764899999999998 | 1.075911 | 0.0 | 0 | 1 | 20 | 20 | 0.0033 | 0.0 | 0.0 | 0.0 | 0.5 | BranchTemplate
26 | branch 26 | 8a0b14fcad9840a6ac10f154cdac020c | 13d7b3d315c64a0aa3586d1d7e9b387b | 523fc722201e42a69fdcc73bcb63c371 | True | 0.0 | 0.0 | 0.0 | 0.06056 | 0.18612 | 0.0 | 0 | 1 | 20 | 20 | 0.0033 | 0.0 | 0.0 | 0.0 | 0.5 | BranchTemplate
27 | branch 27 | 5e1746524f1f45edb6c23182a1bbeb57 | ed46102e24ef4268a6a14f0f986198cc | 523fc722201e42a69fdcc73bcb63c371 | True | 0.0 | 0.0 | 0.0 | 2.142489 | 4.347733 | 0.0 | 0 | 1 | 20 | 20 | 0.0033 | 0.0 | 0.0 | 0.0 | 0.5 | BranchTemplate
28 | branch 28 | e5941468e5034824b4256287eaa8efd1 | 816a6aa820b843da817ce7c25ce87864 | 523fc722201e42a69fdcc73bcb63c371 | True | 0.0 | 0.0 | 0.0 | 0.07132000000000001 | 1.068889 | 0.0 | 0 | 1 | 20 | 20 | 0.0033 | 0.0 | 0.0 | 0.0 | 0.5 | BranchTemplate
29 | branch 29 | 4c9b267eb243421d9a531dc89cf8b369 | a939b862ed294410acc3d48ebe9363ad | 523fc722201e42a69fdcc73bcb63c371 | True | 0.0 | 0.0 | 0.0 | 0.022680000000000002 | 0.08652 | 0.0 | 0 | 1 | 20 | 20 | 0.0033 | 0.0 | 0.0 | 0.0 | 0.5 | BranchTemplate
30 | branch 30 | d194b3bcb51b4801a6179b8ef9a19f39 | e4f7b64180df45f59f5c347333e56c29 | 523fc722201e42a69fdcc73bcb63c371 | True | 0.0 | 0.0 | 0.0 | 2.007778 | 4.494222 | 0.0 | 0 | 1 | 20 | 20 | 0.0033 | 0.0 | 0.0 | 0.0 | 0.5 | BranchTemplate
31 | branch 31 | 77bca0e5e6a34db8b8cc82f027417b3c | 2673cfc0408e4f7b91909dc8fe9c7c1a | 523fc722201e42a69fdcc73bcb63c371 | True | 0.0 | 0.0 | 0.0 | 0.006178 | 0.028938 | 0.0 | 0 | 1 | 20 | 20 | 0.0033 | 0.0 | 0.0 | 0.0 | 0.5 | BranchTemplate
32 | branch 32 | 2ca6a3f0e46b4ac583e8fb27eb32af12 | 66e7dc52c5944e52ac6fd06fbd9ee41b | 523fc722201e42a69fdcc73bcb63c371 | True | 0.0 | 0.0 | 0.0 | 0.027711000000000003 | 0.26095100000000004 | 0.0 | 0 | 1 | 20 | 20 | 0.0033 | 0.0 | 0.0 | 0.0 | 0.5 | BranchTemplate
33 | branch 33 | 0e15222ab60c417ea6aa386ebea114d1 | e98ba952695c4bd8badf186e5374d47b | beef3db21fb74e9a87053710106c198e | True | 319.0 | 0.0 | 0.0 | 0.0 | 0.00022200000000000003 | 0.0 | 0 | 1 | 20 | 20 | 0.0033 | 0.0 | 0.0 | 0.0 | 0.5 | BranchTemplate
34 | branch 34 | 425138c919fb40f79af9d360675101e7 | 17da125779504189bc6fd05a7f6ffc0c | e98ba952695c4bd8badf186e5374d47b | True | 0.0 | 0.0 | 0.0 | 0.00692 | 0.337378 | 0.0 | 0 | 1 | 20 | 20 | 0.0033 | 0.0 | 0.0 | 0.0 | 0.5 | BranchTemplate
35 | branch 35 | 2bd659ed005b4329a62c3997d3411c8d | 3b323a79bef545f097b0f1f47fcae980 | e98ba952695c4bd8badf186e5374d47b | True | 0.0 | 0.0 | 0.0 | 0.025991000000000004 | 0.10048 | 0.0 | 0 | 1 | 20 | 20 | 0.0033 | 0.0 | 0.0 | 0.0 | 0.5 | BranchTemplate
36 | branch 36 | a044169c365c45d08997aefb392a660d | 62862eef7d654a7c8952057e92ad28c7 | e98ba952695c4bd8badf186e5374d47b | True | 0.0 | 0.0 | 0.0 | 0.08371100000000001 | 0.8648 | 0.0 | 0 | 1 | 20 | 20 | 0.0033 | 0.0 | 0.0 | 0.0 | 0.5 | BranchTemplate
37 | branch 37 | d642e063cde74925b224665257d7b668 | 37386b78406c4df181617ca0ee0786aa | e98ba952695c4bd8badf186e5374d47b | True | 0.0 | 0.0 | 0.0 | 0.447378 | 1.8620889999999999 | 0.0 | 0 | 1 | 20 | 20 | 0.0033 | 0.0 | 0.0 | 0.0 | 0.5 | BranchTemplate
38 | branch 38 | 1a34e412729d449f82aa3b59358ade66 | 13d7b3d315c64a0aa3586d1d7e9b387b | e98ba952695c4bd8badf186e5374d47b | True | 0.0 | 0.0 | 0.0 | 0.062169 | 0.15319100000000002 | 0.0 | 0 | 1 | 20 | 20 | 0.0033 | 0.0 | 0.0 | 0.0 | 0.5 | BranchTemplate
39 | branch 39 | e3c356c397a34fbaa280fde436156b99 | ed46102e24ef4268a6a14f0f986198cc | e98ba952695c4bd8badf186e5374d47b | True | 0.0 | 0.0 | 0.0 | 2.4925330000000003 | 4.725778 | 0.0 | 0 | 1 | 20 | 20 | 0.0033 | 0.0 | 0.0 | 0.0 | 0.5 | BranchTemplate
40 | branch 40 | 4ffe82fbf0f94647a078823446541806 | 816a6aa820b843da817ce7c25ce87864 | e98ba952695c4bd8badf186e5374d47b | True | 0.0 | 0.0 | 0.0 | 0.020271 | 0.08244 | 0.0 | 0 | 1 | 20 | 20 | 0.0033 | 0.0 | 0.0 | 0.0 | 0.5 | BranchTemplate
41 | branch 41 | 13b1124be4194048abd8ca04fdacfa7f | a939b862ed294410acc3d48ebe9363ad | e98ba952695c4bd8badf186e5374d47b | True | 0.0 | 0.0 | 0.0 | 0.11416 | 1.7775560000000001 | 0.0 | 0 | 1 | 20 | 20 | 0.0033 | 0.0 | 0.0 | 0.0 | 0.5 | BranchTemplate
42 | branch 42 | cd238b06752d40a9bbcd4a9dfebfd323 | 2548fe13044a4d01b57890f568c2f7f6 | e98ba952695c4bd8badf186e5374d47b | True | 0.0 | 0.0 | 0.0 | 0.574978 | 2.992578 | 0.0 | 0 | 1 | 20 | 20 | 0.0033 | 0.0 | 0.0 | 0.0 | 0.5 | BranchTemplate
43 | branch 43 | 09374280a0464979993d587f724dc1b0 | e4f7b64180df45f59f5c347333e56c29 | e98ba952695c4bd8badf186e5374d47b | True | 0.0 | 0.0 | 0.0 | 1.8870669999999998 | 4.964444 | 0.0 | 0 | 1 | 20 | 20 | 0.0033 | 0.0 | 0.0 | 0.0 | 0.5 | BranchTemplate
44 | branch 44 | 1f83225111434e7a8d8b14a2b45df73e | 2673cfc0408e4f7b91909dc8fe9c7c1a | e98ba952695c4bd8badf186e5374d47b | True | 0.0 | 0.0 | 0.0 | 0.250778 | 0.817422 | 0.0 | 0 | 1 | 20 | 20 | 0.0033 | 0.0 | 0.0 | 0.0 | 0.5 | BranchTemplate
45 | branch 45 | 55d00bc4a0c5483d86114c47b96617fc | 66e7dc52c5944e52ac6fd06fbd9ee41b | e98ba952695c4bd8badf186e5374d47b | True | 0.0 | 0.0 | 0.0 | 0.007049 | 0.029608999999999996 | 0.0 | 0 | 1 | 20 | 20 | 0.0033 | 0.0 | 0.0 | 0.0 | 0.5 | BranchTemplate
46 | branch 46 | 16569175acdc4d29944f9998b5ba2910 | beef3db21fb74e9a87053710106c198e | 17da125779504189bc6fd05a7f6ffc0c | True | 0.0 | 0.0 | 0.0 | 0.0030489999999999996 | 0.020218 | 0.0 | 0 | 1 | 20 | 20 | 0.0033 | 0.0 | 0.0 | 0.0 | 0.5 | BranchTemplate
47 | branch 47 | 3c61ad0510554a97b53756fccab345b5 | 7fb8a49c8bea442f9851cf11381a68d5 | 17da125779504189bc6fd05a7f6ffc0c | True | 0.0 | 0.0 | 0.0 | 0.002911 | 0.020262 | 0.0 | 0 | 1 | 20 | 20 | 0.0033 | 0.0 | 0.0 | 0.0 | 0.5 | BranchTemplate
48 | branch 48 | f8a1e90aaf59412b9ca1d6ece92033ce | c19c360dfdd34003b2d6304127cc5252 | 86018b36680d456aa120601cceba5044 | True | 777.0 | 0.0 | 0.0 | 4e-05 | 0.00041 | 0.0 | 0 | 1 | 20 | 20 | 0.0033 | 0.0 | 0.0 | 0.0 | 0.5 | BranchTemplate
49 | branch 49 | 79e8bc09203742049c615293ca39e7ed | c19c360dfdd34003b2d6304127cc5252 | 5ab7f0094d874495bd59a3ee5fd89fe2 | True | 1303.0 | 0.0 | 0.0 | 0.0008699999999999999 | 0.01087 | 0.0 | 0 | 1 | 20 | 20 | 0.0033 | 0.0 | 0.0 | 0.0 | 0.5 | BranchTemplate
50 | branch 50 | af59f1ded1024a6a95d10472d948afbd | c19c360dfdd34003b2d6304127cc5252 | 7ec1eaf40f334411b2146bb100e74e92 | True | 777.0 | 0.0 | 0.0 | 4e-05 | 0.00045999999999999996 | 0.0 | 0 | 1 | 20 | 20 | 0.0033 | 0.0 | 0.0 | 0.0 | 0.5 | BranchTemplate
51 | branch 51 | e170e35e589244e8aaca55e90aac6428 | c19c360dfdd34003b2d6304127cc5252 | 5ab7f0094d874495bd59a3ee5fd89fe2 | True | 1501.0 | 0.0 | 0.0 | 0.00095 | 0.00924 | 0.0 | 0 | 1 | 20 | 20 | 0.0033 | 0.0 | 0.0 | 0.0 | 0.5 | BranchTemplate
52 | branch 52 | 3b360e2ee71d4a4288bfcbc5440fe1eb | 6b9611c06ce74079ad79fa799eaccbd6 | 45152486ca3b47b9856fc03ec6a7849d | True | 0.0 | 0.0 | 0.0 | 0.528017 | 2.636157 | 0.0 | 0 | 1 | 20 | 20 | 0.0033 | 0.0 | 0.0 | 0.0 | 0.5 | BranchTemplate
53 | branch 53 | 2fb7cfb7e44b4aaabc4bd353258c95f4 | 6b9611c06ce74079ad79fa799eaccbd6 | e368a0d832204974adf6597f111ed34f | True | 0.0 | 0.0 | 0.0 | 0.032031 | 0.128659 | 0.0 | 0 | 1 | 20 | 20 | 0.0033 | 0.0 | 0.0 | 0.0 | 0.5 | BranchTemplate
54 | branch 54 | 237f271dd1374305922df71a2700497a | 6e784b87d46d4db792a023fc6f2f07cb | 5943df9f87df4cc28e9d0cf25a1b2f82 | True | 1665.0 | 0.0 | 0.0 | 0.00044 | 0.0032 | 0.0 | 0 | 1 | 20 | 20 | 0.0033 | 0.0 | 0.0 | 0.0 | 0.5 | BranchTemplate
55 | branch 55 | 1072ce8bd3c84b0f93a574c1b54b0e8e | 6e784b87d46d4db792a023fc6f2f07cb | be557d373fb44a399e898009ba6b1845 | True | 1731.0 | 0.0 | 0.0 | 0.00045999999999999996 | 0.00489 | 0.0 | 0 | 1 | 20 | 20 | 0.0033 | 0.0 | 0.0 | 0.0 | 0.5 | BranchTemplate
56 | branch 56 | f8bc6c78e23742e58782fc9e0ea2d849 | 585d8057a8d4430395b18878c0bad54e | 5943df9f87df4cc28e9d0cf25a1b2f82 | True | 1600.0 | 0.0 | 0.0 | 0.0003 | 0.00352 | 0.0 | 0 | 1 | 20 | 20 | 0.0033 | 0.0 | 0.0 | 0.0 | 0.5 | BranchTemplate
57 | branch 57 | 837b00bf9b9146c5a63e721abe8a60da | 585d8057a8d4430395b18878c0bad54e | e6f81d2d315642a3b402c75f0c5f82cc | True | 1665.0 | 0.0 | 0.0 | 0.0005099999999999999 | 0.00454 | 0.0 | 0 | 1 | 20 | 20 | 0.0033 | 0.0 | 0.0 | 0.0 | 0.5 | BranchTemplate
58 | branch 58 | 1d786667d8df446180e703d24fa828cd | 5e01433ba8a047f88e5bce6792628e69 | 5ab7f0094d874495bd59a3ee5fd89fe2 | True | 1633.0 | 0.0 | 0.0 | 0.0006799999999999999 | 0.00746 | 0.0 | 0 | 1 | 20 | 20 | 0.0033 | 0.0 | 0.0 | 0.0 | 0.5 | BranchTemplate
59 | branch 59 | 81cac745c0304747b40badfa16be671b | 5e01433ba8a047f88e5bce6792628e69 | be5cf6f887e64348af45d85aa56f33c3 | True | 1764.0 | 0.0 | 0.0 | 0.00093 | 0.01022 | 0.0 | 0 | 1 | 20 | 20 | 0.0033 | 0.0 | 0.0 | 0.0 | 0.5 | BranchTemplate
60 | branch 60 | fa2055d7af294850a41091dd1c96c7ed | be5cf6f887e64348af45d85aa56f33c3 | a25d9e4058cc42518f2868aebb3500cc | True | 1501.0 | 0.0 | 0.0 | 4e-05 | 0.0004 | 0.0 | 0 | 1 | 20 | 20 | 0.0033 | 0.0 | 0.0 | 0.0 | 0.5 | BranchTemplate
61 | branch 61 | 77390f83e10f4b0fa01a8bc7ed06f1e3 | be5cf6f887e64348af45d85aa56f33c3 | aec4eba178074108aa9eb46392e2fba9 | True | 1764.0 | 0.0 | 0.0 | 0.00078 | 0.00698 | 0.0 | 0 | 1 | 20 | 20 | 0.0033 | 0.0 | 0.0 | 0.0 | 0.5 | BranchTemplate
62 | branch 62 | b09156f079924f14870046c1f8c5fb8b | c735a931325e406f8a464a95c2463d89 | fbdfe9d94c3d493ea23b237d9033b25f | True | 1600.0 | 0.0 | 0.0 | 4e-05 | 0.00043 | 0.0 | 0 | 1 | 20 | 20 | 0.0033 | 0.0 | 0.0 | 0.0 | 0.5 | BranchTemplate
63 | branch 63 | 210a34899ff447bfa8b701890efe8f5e | c735a931325e406f8a464a95c2463d89 | 39d3c982e4844df79b3d3e1fcc211793 | True | 1698.0 | 0.0 | 0.0 | 0.00025 | 0.00309 | 0.0 | 0 | 1 | 20 | 20 | 0.0033 | 0.0 | 0.0 | 0.0 | 0.5 | BranchTemplate
64 | branch 64 | 796693d6a6e74aecbb99ab113becc5ab | c49c2dcadef3485fa5edaa7184b4056a | 5943df9f87df4cc28e9d0cf25a1b2f82 | True | 1633.0 | 0.0 | 0.0 | 0.00047000000000000004 | 0.005379999999999999 | 0.0 | 0 | 1 | 20 | 20 | 0.0033 | 0.0 | 0.0 | 0.0 | 0.5 | BranchTemplate
65 | branch 65 | c8e692e7f9f348f1b1a3bfcf8186c339 | b03f5ec99ae94064881ee151998b78a5 | 5943df9f87df4cc28e9d0cf25a1b2f82 | True | 1764.0 | 0.0 | 0.0 | 0.00045999999999999996 | 0.00548 | 0.0 | 0 | 1 | 20 | 20 | 0.0033 | 0.0 | 0.0 | 0.0 | 0.5 | BranchTemplate
66 | branch 66 | 7d7d660a3361484e891b6146d46b0799 | b03f5ec99ae94064881ee151998b78a5 | 9926fa52966b43f4a88d2883936cf974 | True | 1863.0 | 0.0 | 0.0 | 0.00016 | 0.00173 | 0.0 | 0 | 1 | 20 | 20 | 0.0033 | 0.0 | 0.0 | 0.0 | 0.5 | BranchTemplate
67 | branch 67 | 7c50c811458f403692b974eea9b51465 | b03f5ec99ae94064881ee151998b78a5 | 525dc7126d754b0290fecdb4be4c489b | True | 1764.0 | 0.0 | 0.0 | 0.0016600000000000002 | 0.014709999999999999 | 0.0 | 0 | 1 | 20 | 20 | 0.0033 | 0.0 | 0.0 | 0.0 | 0.5 | BranchTemplate
68 | branch 68 | 2499f92401724725a1adb84f07c77722 | c49c2dcadef3485fa5edaa7184b4056a | 5943df9f87df4cc28e9d0cf25a1b2f82 | True | 1797.0 | 0.0 | 0.0 | 0.0005099999999999999 | 0.00512 | 0.0 | 0 | 1 | 20 | 20 | 0.0033 | 0.0 | 0.0 | 0.0 | 0.5 | BranchTemplate
69 | branch 69 | 4d84ef022638443fbc1b5580f0691651 | 17787c9329124ff48100a357051f52f1 | aec4eba178074108aa9eb46392e2fba9 | True | 1534.0 | 0.0 | 0.0 | 0.00021 | 0.00248 | 0.0 | 0 | 1 | 20 | 20 | 0.0033 | 0.0 | 0.0 | 0.0 | 0.5 | BranchTemplate
70 | branch 70 | 9a4a9a944cd94e8aa7fa704f0072a4f8 | 3b323a79bef545f097b0f1f47fcae980 | 17da125779504189bc6fd05a7f6ffc0c | True | 306.0 | 0.0 | 0.0 | 0.004391 | 0.021689 | 0.0 | 0 | 1 | 20 | 20 | 0.0033 | 0.0 | 0.0 | 0.0 | 0.5 | BranchTemplate
71 | branch 71 | 98e70d8cfcbb4769899d03475ecb63e2 | 73787062c1fe41e1b414274335ce09a4 | 525dc7126d754b0290fecdb4be4c489b | True | 1665.0 | 0.0 | 0.0 | 0.00023999999999999998 | 0.0028899999999999998 | 0.0 | 0 | 1 | 20 | 20 | 0.0033 | 0.0 | 0.0 | 0.0 | 0.5 | BranchTemplate
72 | branch 72 | b0430f9c76134eb19fcc9213c62588e6 | 4b8ac342a11148e5a8f9d293231ff1bb | dd9858efd72c4c2a82ca01d364950bdf | True | 358.0 | 0.0 | 0.0 | 0.0 | 0.00022200000000000003 | 0.0 | 0 | 1 | 20 | 20 | 0.0033 | 0.0 | 0.0 | 0.0 | 0.5 | BranchTemplate
73 | branch 73 | d2f2d0475fbc4a3bb546593375062b97 | 4b8ac342a11148e5a8f9d293231ff1bb | b22867a273e041deb55ba38c70fcf235 | True | 0.0 | 0.0 | 0.0 | 0.01788 | 0.100471 | 0.0 | 0 | 1 | 20 | 20 | 0.0033 | 0.0 | 0.0 | 0.0 | 0.5 | BranchTemplate
74 | branch 74 | 054192a9aba247d0b63e3afaa57fc034 | dd9858efd72c4c2a82ca01d364950bdf | cc45a9bd1b064dd281111fc1ad68d408 | True | 0.0 | 0.0 | 0.0 | 0.006458 | 0.039982 | 0.0 | 0 | 1 | 20 | 20 | 0.0033 | 0.0 | 0.0 | 0.0 | 0.5 | BranchTemplate
75 | branch 75 | 30843fa04722425284fa133c98f5f9e0 | 3b323a79bef545f097b0f1f47fcae980 | 62862eef7d654a7c8952057e92ad28c7 | True | 0.0 | 0.0 | 0.0 | 0.106151 | 0.993333 | 0.0 | 0 | 1 | 20 | 20 | 0.0033 | 0.0 | 0.0 | 0.0 | 0.5 | BranchTemplate
76 | branch 76 | 65d9cf3d6dbd47cc976c44920d5b5e29 | 3b323a79bef545f097b0f1f47fcae980 | 2548fe13044a4d01b57890f568c2f7f6 | True | 0.0 | 0.0 | 0.0 | 0.699778 | 3.232311 | 0.0 | 0 | 1 | 20 | 20 | 0.0033 | 0.0 | 0.0 | 0.0 | 0.5 | BranchTemplate
77 | branch 77 | 5629fb4f8622401badaabb10a5e4c9f1 | b22867a273e041deb55ba38c70fcf235 | 62862eef7d654a7c8952057e92ad28c7 | True | 0.0 | 0.0 | 0.0 | 0.257058 | 0.43592 | 0.0 | 0 | 1 | 20 | 20 | 0.0033 | 0.0 | 0.0 | 0.0 | 0.5 | BranchTemplate
78 | branch 78 | 733e6bf825cd45998ea4f883b1b9b2db | 2548fe13044a4d01b57890f568c2f7f6 | 62862eef7d654a7c8952057e92ad28c7 | True | 0.0 | 0.0 | 0.0 | 0.002769 | 0.011448999999999999 | 0.0 | 0 | 1 | 20 | 20 | 0.0033 | 0.0 | 0.0 | 0.0 | 0.5 | BranchTemplate
79 | branch 79 | 3669f5f9f4c64b67886a52f45db8ebfb | 5ab7f0094d874495bd59a3ee5fd89fe2 | d4b527b5fd9141a196c930a11988307d | True | 1600.0 | 0.0 | 0.0 | 0.00033999999999999997 | 0.00305 | 0.0 | 0 | 1 | 20 | 20 | 0.0033 | 0.0 | 0.0 | 0.0 | 0.5 | BranchTemplate
80 | branch 80 | 1eb2ee9318084ab6b6b21cf27b01da75 | 5ab7f0094d874495bd59a3ee5fd89fe2 | 39d3c982e4844df79b3d3e1fcc211793 | True | 1863.0 | 0.0 | 0.0 | 0.00123 | 0.01255 | 0.0 | 0 | 1 | 20 | 20 | 0.0033 | 0.0 | 0.0 | 0.0 | 0.5 | BranchTemplate
81 | branch 81 | 4fda514d05524959bf8236cf87ae0cf3 | 5ab7f0094d874495bd59a3ee5fd89fe2 | 4700253c71494dcd8fd1546ee88e0d07 | True | 1435.0 | 0.0 | 0.0 | 5.9999999999999995e-05 | 0.00065 | 0.0 | 0 | 1 | 20 | 20 | 0.0033 | 0.0 | 0.0 | 0.0 | 0.5 | BranchTemplate
82 | branch 82 | 9325c771f736492cb0b7bfffe796f077 | 5ab7f0094d874495bd59a3ee5fd89fe2 | 7c9e91370d5c4870abdc6dfa378bcb4e | True | 1534.0 | 0.0 | 0.0 | 5.9999999999999995e-05 | 0.00063 | 0.0 | 0 | 1 | 20 | 20 | 0.0033 | 0.0 | 0.0 | 0.0 | 0.5 | BranchTemplate
83 | branch 83 | 87b3c4062fe54f8c98731b8186b710ee | 5ab7f0094d874495bd59a3ee5fd89fe2 | d109aab3c1ae428b8b44255ed7443d0e | True | 1764.0 | 0.0 | 0.0 | 5.9999999999999995e-05 | 0.00055 | 0.0 | 0 | 1 | 20 | 20 | 0.0033 | 0.0 | 0.0 | 0.0 | 0.5 | BranchTemplate
84 | branch 84 | a14e0f7d1d5143ba8bc799e4e9af8f9b | 5ab7f0094d874495bd59a3ee5fd89fe2 | 0064f097c385452296505ea6d106583d | True | 1369.0 | 0.0 | 0.0 | 0.00079 | 0.00968 | 0.0 | 0 | 1 | 20 | 20 | 0.0033 | 0.0 | 0.0 | 0.0 | 0.5 | BranchTemplate
85 | branch 85 | 68bfeb3cdb774081ab0e511cf8c9947a | 5ab7f0094d874495bd59a3ee5fd89fe2 | d88759ec9f3f4aac935f3ab46043e7ed | True | 0.0 | 0.0 | 0.0 | 7e-05 | 0.00079 | 0.0 | 0 | 1 | 20 | 20 | 0.0033 | 0.0 | 0.0 | 0.0 | 0.5 | BranchTemplate
86 | branch 86 | 0a743677d6b74603a353b505ecdc6142 | adc6f09f3d19483b8f670517d53c91e4 | 1bab43d01b774122bae73838ecaee7d9 | True | 397.0 | 0.0 | 0.0 | 0.0 | 0.00022200000000000003 | 0.0 | 0 | 1 | 20 | 20 | 0.0033 | 0.0 | 0.0 | 0.0 | 0.5 | BranchTemplate
87 | branch 87 | 1871028face14e958d181506b2b82649 | 37386b78406c4df181617ca0ee0786aa | adc6f09f3d19483b8f670517d53c91e4 | True | 0.0 | 0.0 | 0.0 | 2.064178 | 7.545333 | 0.0 | 0 | 1 | 20 | 20 | 0.0033 | 0.0 | 0.0 | 0.0 | 0.5 | BranchTemplate
88 | branch 88 | ea2ad0cebdf3478c8fd6a1f7c8530096 | f637368be0b04a289546152988809954 | adc6f09f3d19483b8f670517d53c91e4 | True | 0.0 | 0.0 | 0.0 | 0.153711 | 0.48248900000000006 | 0.0 | 0 | 1 | 20 | 20 | 0.0033 | 0.0 | 0.0 | 0.0 | 0.5 | BranchTemplate
89 | branch 89 | cda9ba81db9d4952a0f7bad5b3c5fab0 | ed46102e24ef4268a6a14f0f986198cc | adc6f09f3d19483b8f670517d53c91e4 | True | 0.0 | 0.0 | 0.0 | 0.015809 | 0.12368 | 0.0 | 0 | 1 | 20 | 20 | 0.0033 | 0.0 | 0.0 | 0.0 | 0.5 | BranchTemplate
90 | branch 90 | d40fc6dd3dc949c1b68cfa8a9540016f | e4f7b64180df45f59f5c347333e56c29 | adc6f09f3d19483b8f670517d53c91e4 | True | 0.0 | 0.0 | 0.0 | 0.057977999999999995 | 0.36342199999999997 | 0.0 | 0 | 1 | 20 | 20 | 0.0033 | 0.0 | 0.0 | 0.0 | 0.5 | BranchTemplate
91 | branch 91 | 90828b0b57f040238b2fd553cdcd1979 | 2673cfc0408e4f7b91909dc8fe9c7c1a | adc6f09f3d19483b8f670517d53c91e4 | True | 0.0 | 0.0 | 0.0 | 0.6932 | 2.196889 | 0.0 | 0 | 1 | 20 | 20 | 0.0033 | 0.0 | 0.0 | 0.0 | 0.5 | BranchTemplate
92 | branch 92 | 7fa85e1ec34e4c8998006e5192700b64 | 66e7dc52c5944e52ac6fd06fbd9ee41b | adc6f09f3d19483b8f670517d53c91e4 | True | 0.0 | 0.0 | 0.0 | 0.5603560000000001 | 2.395867 | 0.0 | 0 | 1 | 20 | 20 | 0.0033 | 0.0 | 0.0 | 0.0 | 0.5 | BranchTemplate
93 | branch 93 | 415361a88cf4435b99b4d9d9ebd3823a | 0064f097c385452296505ea6d106583d | 893a6aa05daa4538bc9138286157f440 | True | 777.0 | 0.0 | 0.0 | 0.00023999999999999998 | 0.00213 | 0.0 | 0 | 1 | 20 | 20 | 0.0033 | 0.0 | 0.0 | 0.0 | 0.5 | BranchTemplate
94 | branch 94 | 473a64d830bf4aa88346d908d34c91ea | 0064f097c385452296505ea6d106583d | 5379b4c20aad41f2bbff250f26b0a684 | True | 1303.0 | 0.0 | 0.0 | 0.00093 | 0.00884 | 0.0 | 0 | 1 | 20 | 20 | 0.0033 | 0.0 | 0.0 | 0.0 | 0.5 | BranchTemplate
95 | branch 95 | 1357864d7237448584b49b2a6115cd6e | b22867a273e041deb55ba38c70fcf235 | c0006afd74d54936b18da0115197a534 | True | 332.0 | 0.0 | 0.0 | 0.0 | 0.00022200000000000003 | 0.0 | 0 | 1 | 20 | 20 | 0.0033 | 0.0 | 0.0 | 0.0 | 0.5 | BranchTemplate
96 | branch 96 | 5b87e784735d416494c34fd168d34c4b | ff8b937b253945d2b5d6ff158aa21325 | 9926fa52966b43f4a88d2883936cf974 | True | 1797.0 | 0.0 | 0.0 | 0.00018 | 0.0020399999999999997 | 0.0 | 0 | 1 | 20 | 20 | 0.0033 | 0.0 | 0.0 | 0.0 | 0.5 | BranchTemplate
97 | branch 97 | efe1244551a8452aa372cb52a1be5b05 | 1a8f3038f9674c1590686662cc11aefa | 9926fa52966b43f4a88d2883936cf974 | True | 777.0 | 0.0 | 0.0 | 0.00018 | 0.0020800000000000003 | 0.0 | 0 | 1 | 20 | 20 | 0.0033 | 0.0 | 0.0 | 0.0 | 0.5 | BranchTemplate
98 | branch 98 | bfe5b4b366e14f8887c73732d0a4db41 | 27c5ee9c917847118987cb82543330c6 | f43a35fadbd448a0ae16fb2cc808ae5f | True | 0.0 | 0.0 | 0.0 | 0.0 | 0.00022200000000000003 | 0.0 | 0 | 1 | 20 | 20 | 0.0033 | 0.0 | 0.0 | 0.0 | 0.5 | BranchTemplate
99 | branch 99 | 197c61f4d5be44018e15c7b5bc207bb5 | 37386b78406c4df181617ca0ee0786aa | 27c5ee9c917847118987cb82543330c6 | True | 0.0 | 0.0 | 0.0 | 0.02068 | 0.093391 | 0.0 | 0 | 1 | 20 | 20 | 0.0033 | 0.0 | 0.0 | 0.0 | 0.5 | BranchTemplate
100 | branch 100 | 281792e44ac74e33a5b50161d5420817 | 13d7b3d315c64a0aa3586d1d7e9b387b | 27c5ee9c917847118987cb82543330c6 | True | 0.0 | 0.0 | 0.0 | 0.777778 | 7.4079999999999995 | 0.0 | 0 | 1 | 20 | 20 | 0.0033 | 0.0 | 0.0 | 0.0 | 0.5 | BranchTemplate
101 | branch 101 | e82debe701874ddaa4d70b28cc19943a | 27c5ee9c917847118987cb82543330c6 | f637368be0b04a289546152988809954 | True | 0.0 | 0.0 | 0.0 | 0.00884 | 0.07292 | 0.0 | 0 | 1 | 20 | 20 | 0.0033 | 0.0 | 0.0 | 0.0 | 0.5 | BranchTemplate
102 | branch 102 | 8ce6f2752adc4bb88383758c1713c497 | a939b862ed294410acc3d48ebe9363ad | 27c5ee9c917847118987cb82543330c6 | True | 0.0 | 0.0 | 0.0 | 0.131671 | 8.295556 | 0.0 | 0 | 1 | 20 | 20 | 0.0033 | 0.0 | 0.0 | 0.0 | 0.5 | BranchTemplate
103 | branch 103 | 565633117dbe4fb08841bcda61fd9676 | 27c5ee9c917847118987cb82543330c6 | 3f4d8251e9ae4e9fb894bce44209fad4 | True | 0.0 | 0.0 | 0.0 | 0.082462 | 0.568222 | 0.0 | 0 | 1 | 20 | 20 | 0.0033 | 0.0 | 0.0 | 0.0 | 0.5 | BranchTemplate
104 | branch 104 | 63cdd88c097b4ad88acfc4e45f3a21dd | f43a35fadbd448a0ae16fb2cc808ae5f | 3f4d8251e9ae4e9fb894bce44209fad4 | True | 0.0 | 0.0 | 0.0 | 0.0042 | 0.02624 | 0.0 | 0 | 1 | 20 | 20 | 0.0033 | 0.0 | 0.0 | 0.0 | 0.5 | BranchTemplate
105 | branch 105 | f4d59e9840a94338961b76c43b50fffe | 21f4a46b56d24db68100a6b04bc0652d | ed49bd0a923b4de1a4a43748114db992 | True | 1271.0 | 0.0 | 0.0 | 0.00031 | 0.00317 | 0.0 | 0 | 1 | 20 | 20 | 0.0033 | 0.0 | 0.0 | 0.0 | 0.5 | BranchTemplate
106 | branch 106 | b2aa842ca8944ba9bf066ef81435d8df | 21f4a46b56d24db68100a6b04bc0652d | 5943df9f87df4cc28e9d0cf25a1b2f82 | True | 1501.0 | 0.0 | 0.0 | 0.00043 | 0.00498 | 0.0 | 0 | 1 | 20 | 20 | 0.0033 | 0.0 | 0.0 | 0.0 | 0.5 | BranchTemplate
107 | branch 107 | e3cd82b0b5d442e3acf75a523f0baf73 | a8fdd4a0e9354d2a86b07a6768dadfc0 | 5943df9f87df4cc28e9d0cf25a1b2f82 | True | 1731.0 | 0.0 | 0.0 | 0.00042 | 0.0050799999999999994 | 0.0 | 0 | 1 | 20 | 20 | 0.0033 | 0.0 | 0.0 | 0.0 | 0.5 | BranchTemplate
108 | branch 108 | 56085e0f19ec43468613289b14efc9d1 | 37386b78406c4df181617ca0ee0786aa | 13d7b3d315c64a0aa3586d1d7e9b387b | True | 0.0 | 0.0 | 0.0 | 0.110671 | 0.7730670000000001 | 0.0 | 0 | 1 | 20 | 20 | 0.0033 | 0.0 | 0.0 | 0.0 | 0.5 | BranchTemplate
109 | branch 109 | 6fc82fe0c8474c9b8092f3a8137e22f4 | 37386b78406c4df181617ca0ee0786aa | f637368be0b04a289546152988809954 | True | 0.0 | 0.0 | 0.0 | 0.00912 | 0.037609 | 0.0 | 0 | 1 | 20 | 20 | 0.0033 | 0.0 | 0.0 | 0.0 | 0.5 | BranchTemplate
110 | branch 110 | a156aa7a09b04d3fb1da723fad20995a | 37386b78406c4df181617ca0ee0786aa | ed46102e24ef4268a6a14f0f986198cc | True | 0.0 | 0.0 | 0.0 | 0.098049 | 0.598711 | 0.0 | 0 | 1 | 20 | 20 | 0.0033 | 0.0 | 0.0 | 0.0 | 0.5 | BranchTemplate
111 | branch 111 | 71901fb9eeb84eab9e1d1fe534a3c0c2 | 37386b78406c4df181617ca0ee0786aa | 816a6aa820b843da817ce7c25ce87864 | True | 0.0 | 0.0 | 0.0 | 0.019031 | 1.160356 | 0.0 | 0 | 1 | 20 | 20 | 0.0033 | 0.0 | 0.0 | 0.0 | 0.5 | BranchTemplate
112 | branch 112 | e75304bfaa3a4d32b43515ee7d8115c6 | 37386b78406c4df181617ca0ee0786aa | a939b862ed294410acc3d48ebe9363ad | True | 0.0 | 0.0 | 0.0 | 0.024071000000000002 | 0.915733 | 0.0 | 0 | 1 | 20 | 20 | 0.0033 | 0.0 | 0.0 | 0.0 | 0.5 | BranchTemplate
113 | branch 113 | a7b85e37b10c4d7eb8469a6cd8c9cc64 | e4f7b64180df45f59f5c347333e56c29 | 37386b78406c4df181617ca0ee0786aa | True | 0.0 | 0.0 | 0.0 | 1.484267 | 4.479111 | 0.0 | 0 | 1 | 20 | 20 | 0.0033 | 0.0 | 0.0 | 0.0 | 0.5 | BranchTemplate
114 | branch 114 | 5abdbec68af74a129ce284ba7c9e8fa7 | 2673cfc0408e4f7b91909dc8fe9c7c1a | 37386b78406c4df181617ca0ee0786aa | True | 0.0 | 0.0 | 0.0 | 0.011578 | 0.06327100000000001 | 0.0 | 0 | 1 | 20 | 20 | 0.0033 | 0.0 | 0.0 | 0.0 | 0.5 | BranchTemplate
115 | branch 115 | 5a044d7f56fb4a6aa3e7b82b63bcb57f | 66e7dc52c5944e52ac6fd06fbd9ee41b | 37386b78406c4df181617ca0ee0786aa | True | 0.0 | 0.0 | 0.0 | 0.654889 | 1.8391110000000002 | 0.0 | 0 | 1 | 20 | 20 | 0.0033 | 0.0 | 0.0 | 0.0 | 0.5 | BranchTemplate
116 | branch 116 | fee5c3cb6b124fa69a2c9212ed27c603 | 37386b78406c4df181617ca0ee0786aa | 3f4d8251e9ae4e9fb894bce44209fad4 | True | 0.0 | 0.0 | 0.0 | 0.022049000000000003 | 0.10076 | 0.0 | 0 | 1 | 20 | 20 | 0.0033 | 0.0 | 0.0 | 0.0 | 0.5 | BranchTemplate
117 | branch 117 | 777c12929c5a42dea326192f25ddd558 | 13d7b3d315c64a0aa3586d1d7e9b387b | f637368be0b04a289546152988809954 | True | 0.0 | 0.0 | 0.0 | 0.459867 | 2.604711 | 0.0 | 0 | 1 | 20 | 20 | 0.0033 | 0.0 | 0.0 | 0.0 | 0.5 | BranchTemplate
118 | branch 118 | 1171ad92f351415aa4a1fef9ebbebe97 | 13d7b3d315c64a0aa3586d1d7e9b387b | ed46102e24ef4268a6a14f0f986198cc | True | 0.0 | 0.0 | 0.0 | 2.3202220000000002 | 6.087999999999999 | 0.0 | 0 | 1 | 20 | 20 | 0.0033 | 0.0 | 0.0 | 0.0 | 0.5 | BranchTemplate
119 | branch 119 | 919758369d7e45859f088feceac31e89 | 13d7b3d315c64a0aa3586d1d7e9b387b | 816a6aa820b843da817ce7c25ce87864 | True | 0.0 | 0.0 | 0.0 | 0.006369 | 0.048089 | 0.0 | 0 | 1 | 20 | 20 | 0.0033 | 0.0 | 0.0 | 0.0 | 0.5 | BranchTemplate
120 | branch 120 | ceb3ad21388d43ea951b9c99d6a59196 | 13d7b3d315c64a0aa3586d1d7e9b387b | a939b862ed294410acc3d48ebe9363ad | True | 0.0 | 0.0 | 0.0 | 0.006631000000000001 | 0.0432 | 0.0 | 0 | 1 | 20 | 20 | 0.0033 | 0.0 | 0.0 | 0.0 | 0.5 | BranchTemplate
121 | branch 121 | c0cda7589ddb44878cd251d4670c08a9 | e4f7b64180df45f59f5c347333e56c29 | 13d7b3d315c64a0aa3586d1d7e9b387b | True | 0.0 | 0.0 | 0.0 | 2.567244 | 6.767111 | 0.0 | 0 | 1 | 20 | 20 | 0.0033 | 0.0 | 0.0 | 0.0 | 0.5 | BranchTemplate
122 | branch 122 | aa4d48d31d764105bbb62f1647819a92 | 2673cfc0408e4f7b91909dc8fe9c7c1a | 13d7b3d315c64a0aa3586d1d7e9b387b | True | 0.0 | 0.0 | 0.0 | 0.30988899999999997 | 1.214178 | 0.0 | 0 | 1 | 20 | 20 | 0.0033 | 0.0 | 0.0 | 0.0 | 0.5 | BranchTemplate
123 | branch 123 | aab45a7223da492e8e3b955228003465 | 66e7dc52c5944e52ac6fd06fbd9ee41b | 13d7b3d315c64a0aa3586d1d7e9b387b | True | 0.0 | 0.0 | 0.0 | 0.009191 | 0.043289 | 0.0 | 0 | 1 | 20 | 20 | 0.0033 | 0.0 | 0.0 | 0.0 | 0.5 | BranchTemplate
124 | branch 124 | 3e0f3c6ec2cc4541b8d5b973a615e846 | 13d7b3d315c64a0aa3586d1d7e9b387b | 3f4d8251e9ae4e9fb894bce44209fad4 | True | 0.0 | 0.0 | 0.0 | 0.691022 | 5.239555999999999 | 0.0 | 0 | 1 | 20 | 20 | 0.0033 | 0.0 | 0.0 | 0.0 | 0.5 | BranchTemplate
125 | branch 125 | 1b38c7c497c54cd28253b12d61eaeec5 | 45152486ca3b47b9856fc03ec6a7849d | e368a0d832204974adf6597f111ed34f | True | 0.0 | 0.0 | 0.0 | 0.002669 | 0.01718 | 0.0 | 0 | 1 | 20 | 20 | 0.0033 | 0.0 | 0.0 | 0.0 | 0.5 | BranchTemplate
126 | branch 126 | 1a03c8a5e24745f99fffc8feb20eb0af | ed49bd0a923b4de1a4a43748114db992 | b2d6e4d60e8e45d58e6ed728ff8f73b3 | True | 1271.0 | 0.0 | 0.0 | 0.00074 | 0.006940000000000001 | 0.0 | 0 | 1 | 20 | 20 | 0.0033 | 0.0 | 0.0 | 0.0 | 0.5 | BranchTemplate
127 | branch 127 | 84a115cc7b1b4d8aa75ad1fa60724152 | ed49bd0a923b4de1a4a43748114db992 | 5943df9f87df4cc28e9d0cf25a1b2f82 | True | 1567.0 | 0.0 | 0.0 | 0.0006799999999999999 | 0.008 | 0.0 | 0 | 1 | 20 | 20 | 0.0033 | 0.0 | 0.0 | 0.0 | 0.5 | BranchTemplate
128 | branch 128 | 0ec02b18a1434cd887c83d9e5299df89 | f637368be0b04a289546152988809954 | 7283be2090dc47368d4629e7d9052bcd | True | 0.0 | 0.0 | 0.0 | 0.0 | 0.00022200000000000003 | 0.0 | 0 | 1 | 20 | 20 | 0.0033 | 0.0 | 0.0 | 0.0 | 0.5 | BranchTemplate
129 | branch 129 | 411e57937bf94444909537d600bf3224 | ed46102e24ef4268a6a14f0f986198cc | f637368be0b04a289546152988809954 | True | 0.0 | 0.0 | 0.0 | 0.00524 | 0.030631 | 0.0 | 0 | 1 | 20 | 20 | 0.0033 | 0.0 | 0.0 | 0.0 | 0.5 | BranchTemplate
130 | branch 130 | 42b5f3efb1c34fc89a6e52b177d86dad | 816a6aa820b843da817ce7c25ce87864 | f637368be0b04a289546152988809954 | True | 0.0 | 0.0 | 0.0 | 0.33931999999999995 | 3.814667 | 0.0 | 0 | 1 | 20 | 20 | 0.0033 | 0.0 | 0.0 | 0.0 | 0.5 | BranchTemplate
131 | branch 131 | 1a96e0adf8e04e2c8a9d1096a53e3b3a | a939b862ed294410acc3d48ebe9363ad | f637368be0b04a289546152988809954 | True | 0.0 | 0.0 | 0.0 | 0.22696 | 2.614933 | 0.0 | 0 | 1 | 20 | 20 | 0.0033 | 0.0 | 0.0 | 0.0 | 0.5 | BranchTemplate
132 | branch 132 | 6eb836a2667044578232f06b38dad4ee | e4f7b64180df45f59f5c347333e56c29 | f637368be0b04a289546152988809954 | True | 0.0 | 0.0 | 0.0 | 0.190671 | 0.719378 | 0.0 | 0 | 1 | 20 | 20 | 0.0033 | 0.0 | 0.0 | 0.0 | 0.5 | BranchTemplate
133 | branch 133 | 81402c18e2ed4fba8a67251ad7c44915 | 2673cfc0408e4f7b91909dc8fe9c7c1a | f637368be0b04a289546152988809954 | True | 0.0 | 0.0 | 0.0 | 1.050222 | 2.105556 | 0.0 | 0 | 1 | 20 | 20 | 0.0033 | 0.0 | 0.0 | 0.0 | 0.5 | BranchTemplate
134 | branch 134 | e9326bb9229d4753aa1c07023b83a352 | 66e7dc52c5944e52ac6fd06fbd9ee41b | f637368be0b04a289546152988809954 | True | 0.0 | 0.0 | 0.0 | 1.4316440000000001 | 4.294578 | 0.0 | 0 | 1 | 20 | 20 | 0.0033 | 0.0 | 0.0 | 0.0 | 0.5 | BranchTemplate
135 | branch 135 | fcc7479aff414c699e2aa47c99e9f208 | 3f4d8251e9ae4e9fb894bce44209fad4 | f637368be0b04a289546152988809954 | True | 0.0 | 0.0 | 0.0 | 0.022618 | 0.161089 | 0.0 | 0 | 1 | 20 | 20 | 0.0033 | 0.0 | 0.0 | 0.0 | 0.5 | BranchTemplate
136 | branch 136 | bf6612aa1f28421c95ef381d6cfeca4c | b2d6e4d60e8e45d58e6ed728ff8f73b3 | 90910c9e4c6f42f4b669ba9806633d13 | True | 1830.0 | 0.0 | 0.0 | 0.00088 | 0.00895 | 0.0 | 0 | 1 | 20 | 20 | 0.0033 | 0.0 | 0.0 | 0.0 | 0.5 | BranchTemplate
137 | branch 137 | 84cfe16973bc4784aeb4721e9b6aedbb | ed46102e24ef4268a6a14f0f986198cc | 4becdde8bf07415caa5540f81ad3b46f | True | 319.0 | 0.0 | 0.0 | 0.0 | 0.00022200000000000003 | 0.0 | 0 | 1 | 20 | 20 | 0.0033 | 0.0 | 0.0 | 0.0 | 0.5 | BranchTemplate
138 | branch 138 | 87393b3ffd764d90b73244bb2324354c | 816a6aa820b843da817ce7c25ce87864 | ed46102e24ef4268a6a14f0f986198cc | True | 0.0 | 0.0 | 0.0 | 1.827778 | 7.768 | 0.0 | 0 | 1 | 20 | 20 | 0.0033 | 0.0 | 0.0 | 0.0 | 0.5 | BranchTemplate
139 | branch 139 | 3f116c179cbd40afb2ada6232d41e38e | e4f7b64180df45f59f5c347333e56c29 | ed46102e24ef4268a6a14f0f986198cc | True | 0.0 | 0.0 | 0.0 | 0.020849 | 0.153382 | 0.0 | 0 | 1 | 20 | 20 | 0.0033 | 0.0 | 0.0 | 0.0 | 0.5 | BranchTemplate
140 | branch 140 | 142c91656db04fb7bdce03564d36fcfd | 2673cfc0408e4f7b91909dc8fe9c7c1a | ed46102e24ef4268a6a14f0f986198cc | True | 0.0 | 0.0 | 0.0 | 0.15623099999999998 | 0.656267 | 0.0 | 0 | 1 | 20 | 20 | 0.0033 | 0.0 | 0.0 | 0.0 | 0.5 | BranchTemplate
141 | branch 141 | 21ccf1045221447d8beb698447fc3ef2 | 66e7dc52c5944e52ac6fd06fbd9ee41b | ed46102e24ef4268a6a14f0f986198cc | True | 0.0 | 0.0 | 0.0 | 0.176498 | 0.8915559999999999 | 0.0 | 0 | 1 | 20 | 20 | 0.0033 | 0.0 | 0.0 | 0.0 | 0.5 | BranchTemplate
142 | branch 142 | 67cf7d720fb64885808e839f181a043c | 5943df9f87df4cc28e9d0cf25a1b2f82 | 76b3661f68ad48519d9351e5bbfec8d7 | True | 1633.0 | 0.0 | 0.0 | 0.00067 | 0.00777 | 0.0 | 0 | 1 | 20 | 20 | 0.0033 | 0.0 | 0.0 | 0.0 | 0.5 | BranchTemplate
143 | branch 143 | 1ec70edef367476b8d596b03d46c4ae6 | 816a6aa820b843da817ce7c25ce87864 | a939b862ed294410acc3d48ebe9363ad | True | 0.0 | 0.0 | 0.0 | 0.0045780000000000005 | 0.061889 | 0.0 | 0 | 1 | 20 | 20 | 0.0033 | 0.0 | 0.0 | 0.0 | 0.5 | BranchTemplate
144 | branch 144 | 9bf6ff39d0014e039d04ae4e6a27530b | 816a6aa820b843da817ce7c25ce87864 | cc45a9bd1b064dd281111fc1ad68d408 | True | 0.0 | 0.0 | 0.0 | 0.01348 | 0.059320000000000005 | 0.0 | 0 | 1 | 20 | 20 | 0.0033 | 0.0 | 0.0 | 0.0 | 0.5 | BranchTemplate
145 | branch 145 | 007c6be706fb44e280958bd8354035d1 | 2673cfc0408e4f7b91909dc8fe9c7c1a | 816a6aa820b843da817ce7c25ce87864 | True | 0.0 | 0.0 | 0.0 | 0.06639099999999999 | 2.802622 | 0.0 | 0 | 1 | 20 | 20 | 0.0033 | 0.0 | 0.0 | 0.0 | 0.5 | BranchTemplate
146 | branch 146 | 397226aefa2f440ea3865852804be2dc | 66e7dc52c5944e52ac6fd06fbd9ee41b | 816a6aa820b843da817ce7c25ce87864 | True | 0.0 | 0.0 | 0.0 | 0.194258 | 2.220444 | 0.0 | 0 | 1 | 20 | 20 | 0.0033 | 0.0 | 0.0 | 0.0 | 0.5 | BranchTemplate
147 | branch 147 | 738b45b54a104137bdfaaaf8eeb05f06 | 816a6aa820b843da817ce7c25ce87864 | 3f4d8251e9ae4e9fb894bce44209fad4 | True | 0.0 | 0.0 | 0.0 | 0.008151 | 0.072822 | 0.0 | 0 | 1 | 20 | 20 | 0.0033 | 0.0 | 0.0 | 0.0 | 0.5 | BranchTemplate
148 | branch 148 | 7bb48051771f4510a5cfeda0adb33868 | a939b862ed294410acc3d48ebe9363ad | cc45a9bd1b064dd281111fc1ad68d408 | True | 0.0 | 0.0 | 0.0 | 0.016502 | 0.05538200000000001 | 0.0 | 0 | 1 | 20 | 20 | 0.0033 | 0.0 | 0.0 | 0.0 | 0.5 | BranchTemplate
149 | branch 149 | af81dbf5e2a04c9d9761ee5a3abcf962 | 2673cfc0408e4f7b91909dc8fe9c7c1a | a939b862ed294410acc3d48ebe9363ad | True | 0.0 | 0.0 | 0.0 | 0.0806 | 4.6337779999999995 | 0.0 | 0 | 1 | 20 | 20 | 0.0033 | 0.0 | 0.0 | 0.0 | 0.5 | BranchTemplate
150 | branch 150 | a68479e0d5844fb2a27f76837d248172 | 66e7dc52c5944e52ac6fd06fbd9ee41b | a939b862ed294410acc3d48ebe9363ad | True | 0.0 | 0.0 | 0.0 | 0.831556 | 3.7296440000000004 | 0.0 | 0 | 1 | 20 | 20 | 0.0033 | 0.0 | 0.0 | 0.0 | 0.5 | BranchTemplate
151 | branch 151 | 353e79fb7af3431fa2b4fa5fe387a42b | a939b862ed294410acc3d48ebe9363ad | 3f4d8251e9ae4e9fb894bce44209fad4 | True | 0.0 | 0.0 | 0.0 | 0.007951 | 0.074151 | 0.0 | 0 | 1 | 20 | 20 | 0.0033 | 0.0 | 0.0 | 0.0 | 0.5 | BranchTemplate
152 | branch 152 | 7898a057e2494af194de79900a81aea5 | 90910c9e4c6f42f4b669ba9806633d13 | f7a6962f4cee434f948aafadaebfcb64 | True | 1633.0 | 0.0 | 0.0 | 0.0004 | 0.0036200000000000004 | 0.0 | 0 | 1 | 20 | 20 | 0.0033 | 0.0 | 0.0 | 0.0 | 0.5 | BranchTemplate
153 | branch 153 | 91007d65d9ae41e4ae586341c443cfae | 39d3c982e4844df79b3d3e1fcc211793 | bdb7268b97454dc6b484e6f063c5a159 | True | 1600.0 | 0.0 | 0.0 | 0.00015 | 0.0017699999999999999 | 0.0 | 0 | 1 | 20 | 20 | 0.0033 | 0.0 | 0.0 | 0.0 | 0.5 | BranchTemplate
154 | branch 154 | de2cd5aa48ec48a8bb492a4c93676d84 | 2548fe13044a4d01b57890f568c2f7f6 | 900114671c5e462cb43fb1cd788037c4 | True | 0.0 | 0.0 | 0.0 | 0.0 | 0.00022200000000000003 | 0.0 | 0 | 1 | 20 | 20 | 0.0033 | 0.0 | 0.0 | 0.0 | 0.5 | BranchTemplate
155 | branch 155 | 7f410ed94c36437eb548099a884fc916 | a0c11881605b474aa1a97e58f5c28073 | d109aab3c1ae428b8b44255ed7443d0e | True | 1698.0 | 0.0 | 0.0 | 2e-05 | 0.00022 | 0.0 | 0 | 1 | 20 | 20 | 0.0033 | 0.0 | 0.0 | 0.0 | 0.5 | BranchTemplate
156 | branch 156 | 33afcce3a48848e7a721f4c14cab33ef | 2673cfc0408e4f7b91909dc8fe9c7c1a | e4f7b64180df45f59f5c347333e56c29 | True | 0.0 | 0.0 | 0.0 | 0.02864 | 0.172902 | 0.0 | 0 | 1 | 20 | 20 | 0.0033 | 0.0 | 0.0 | 0.0 | 0.5 | BranchTemplate
157 | branch 157 | bbb28a71efa540daa91609cd43dcb3e4 | e4f7b64180df45f59f5c347333e56c29 | 66e7dc52c5944e52ac6fd06fbd9ee41b | True | 0.0 | 0.0 | 0.0 | 0.017591 | 0.1404 | 0.0 | 0 | 1 | 20 | 20 | 0.0033 | 0.0 | 0.0 | 0.0 | 0.5 | BranchTemplate
158 | branch 158 | 993254eaf9fd4caf8325807d52dd971e | 2673cfc0408e4f7b91909dc8fe9c7c1a | 66e7dc52c5944e52ac6fd06fbd9ee41b | True | 0.0 | 0.0 | 0.0 | 0.007520000000000001 | 0.031711 | 0.0 | 0 | 1 | 20 | 20 | 0.0033 | 0.0 | 0.0 | 0.0 | 0.5 | BranchTemplate
159 | branch 159 | 5f6efde21a7546daaba9ccf969486cfe | 3f4d8251e9ae4e9fb894bce44209fad4 | 88055a0d82e54d878f72cb0b8a13d35d | True | 566.0 | 0.0 | 0.0 | 0.0 | 0.00022200000000000003 | 0.0 | 0 | 1 | 20 | 20 | 0.0033 | 0.0 | 0.0 | 0.0 | 0.5 | BranchTemplate
160 | branch 204 | e919001436b94740aa0c99212f64753b | 5379b4c20aad41f2bbff250f26b0a684 | 846d450fe8bb48cb9504f82465c98959 | True | 1698.0 | 0.0 | 0.0 | 9e-05 | 0.015499 | 0.0 | 0 | 1 | 20 | 20 | 0.0033 | 0.0 | 0.0 | 0.0 | 0.5 | BranchTemplate
161 | branch 205 | 9e383b4a221141f48324869a773551cf | f7a6962f4cee434f948aafadaebfcb64 | e01313fae1b944058665ee7cb1daded4 | True | 1698.0 | 0.0 | 0.0 | 9e-05 | 0.00963 | 0.0 | 0 | 1 | 20 | 20 | 0.0033 | 0.0 | 0.0 | 0.0 | 0.5 | BranchTemplate
162 | branch 209 | 2709662e0fb6474c8a7293aa0433cc7d | 476aae1e95e94c47bf57fadd93147579 | 9926fa52966b43f4a88d2883936cf974 | True | 1698.0 | 0.0 | 0.0 | 9e-05 | 0.009901 | 0.0 | 0 | 1 | 20 | 20 | 0.0033 | 0.0 | 0.0 | 0.0 | 0.5 | BranchTemplate

## dc_line
name | idtag | bus_from | bus_to | active | rate | mttf | mttr | R | tolerance | length | temp_base | temp_oper | alpha | Cost | r_fault | x_fault | fault_pos | template

## hvdc
name | idtag | bus_from | bus_to | active | rate | Pset | loss_factor | Vset_f | Vset_t | min_firing_angle_f | max_firing_angle_f | min_firing_angle_t | max_firing_angle_t | mttf | mttr | length | overload_cost

## vsc
name | idtag | bus_from | bus_to | active | rate | control_mode | mttf | mttr | R1 | X1 | G0 | Beq | Beq_max | Beq_min | m | m_max | m_min | theta | theta_max | theta_min | kdp | Pset | Qset | Vac_set | Vdc_set | Cost

## tower_wires
tower_name | wire_name | xpos | ypos | phase